{"text_format":"1","workbook":"xlsx","n_sheets":15,"sheets":["Cover","1. Eff Raw Data","2. Summary Eff Data","3. Amb. Raw Data","4. Summary Amb. Data","5.  Aquatic Toxicity RP","6.  Aquatic Toxicity Limits","7. Human Health RP","8. Human Health Limits","Parameter Information","CAS#check","QLMemo","Version Notes","nitros","Documentation"],"not_rendered":{"charts":0,"images":4,"macros":1,"external_links":4,"defined_names":120,"comments":10,"pivot_tables":0},"unopened":[],"bounds":{"document_bytes":16777216,"sheet_cells":100000,"rows_first":2000,"rows_last":500,"rows_between":2000,"halvings":0,"cell_chars":16384,"cell_head_chars":4096},"cells_cut":0,"cells_raw":0,"read":"whole","date_system":"1900"}

{"sheet":"Cover","index":0,"n_rows":19,"n_cols":27,"rows_kept":19,"cut":false,"hidden":false,"merged":[[4,1,13,1]]}
[null,"State of Oregon Department of Environmental Quality"]
[null,"Reasonable Potential Analysis",null,null,null,null,null,null,null,null,null,null,null,null,null,null,null,null,null,null,null,null,null,null,null,null,"rpa"]
[null,"Toxics Workbook, Revision 9.2 5/6/2024 Aliana Britson"]
[]
[null,"Technical analysis spreadsheet to determine the reasonable potential of discharge to exceed water quality criteria. For questions and comments please contact Aliana Britson (503) 229-6044 (aliana.britson@deq.oregon.gov). \n\nThe workbook contains all pollutants with aquatic life and human health water quality criteira (OAR 340-041-8033, Tables 30 and 40). It is the responsibility of the permit writer to determine the applicable pollutants of concern for the permit (See RPA IMD)."]
[]
[]
[]
[]
[]
[]
[]
[]
[]
[null,"Important data  instructions:"]
[null,"NEVER CUT AND PASTE, THIS CAN DESTROY CELL REFERENCES"]
[null,"In your effluent data:"]
[null,"    Nondetects must be indicated by <#, where # is the detection limit (if no   detection limit, # is method reporting limit)"]
[null,"Values between the detection limit (DL) and the reporting limit (QL) must be indicated by e#, where # is the detection limit. (these are \"presence confirmed, concentration uncertain\")"]

{"sheet":"1. Eff Raw Data","index":1,"n_rows":10001,"n_cols":46,"rows_kept":2250,"cut":true,"hidden":false,"merged":[[0,5,0,15],[0,0,0,4],[7,34,14,37]],"bounds":{"rows_first":1000,"rows_last":250,"rows_between":1000,"halvings":1}}
["CAUTION:\npossible CAS number error",null,null,null,null,"Copy and past data into the white space below.  Ensure that you are using the specified Electronic Data Delivery format.  The spreadsheet will query the data and pull the necessary information into the following pages.  CAS#s, results, QLs an DLs do NOT need to be in \"number format.\" The spreadsheet will accept up to 9,997 lines (rows 4 through 10000) of data. To handle larger data sets, (1) copy any row from R through AD, and paste below; (2) make the Summary Eff Data tab access the additional rows, and (3) make changes indicated in the CAS#check tab.  Contact Aliana Britson (503) 229-6044 aliana.britson@deq.oregon.gov for  technical assistance.",null,null,null,null,null,null,null,null,null,null,null,null,null,null,"Logic structure explained in rows AI to AN",null,null,null,null,"Critical period for hardness calculations:",null,null,null,null,null,null,null,null,"Instructions:",null,null,null,null,null,"Data processing logic: most stats"]
[null,null,null,null,null,null,null,null,null,null,null,null,null,null,null,null,null,null,null,null,null,null,null,null,null,null,{"$f":"'2. Summary Eff Data'!I4","v":701},{"$f":"'2. Summary Eff Data'!J4","v":930},null,null,null,null,"Unique Sample Dates",null,"1.  Request data from the DEQ Lab in EDD fomat",null,null,null,null,null,"\"IF(LEFT(W4)=\"<\",0,IF(LEFT(W4)=\"e\",IF(ISNUMBER(Y4),Y4,X4),W4))"]
["CASNumber","Project","Activity ID","Actvity ID","StationDescription","Activity Type","Method","Analyte","Media","Sampled Date","Result","QL","DL","Units","Laboratory","Status","Result Type",null,"CAS","Is <? 1,blank","ResultForStats","ResultForG'mean","Date","Result","MRL","MDL","Method","MonthDay","CritCAS#","Crit Is<?","CritResult",null,"*",null,"2. Copy and paste data into this spreadsheet",null,null,null,null,null,"\"IF(LEFT(W4)=\"<\",0,",null,null,null,null,"If leftmost character is a <, it is a nondect; enter zero"]
[null,null,null,null,null,null,null,null,null,null,null,null,null,null,null,null,null,null,{"$f":"IF(ISBLANK(A4),\"\",IFERROR(A4+5-5,A4))","v":""},{"$f":"IF(LEFT(X4)=\"<\",1,\"\")","v":""},{"$f":"IF(LEFT(X4)=\"<\",0,IF(LEFT(X4)=\"e\",IF(ISNUMBER(Z4),Z4,Y4),X4))","v":""},{"$f":"IF(U4=0,IF(ISNUMBER(Z4),Z4/2,Y4/2),U4)","v":""},{"$f":"IF(ISBLANK(J4),\"\",J4+0)","v":""},{"$f":"IF(ISBLANK(K4),\"\",IFERROR(K4+0,K4))","v":""},{"$f":"IF(ISBLANK(L4),\"\",VALUE(L4))","v":""},{"$f":"IF(ISBLANK(M4),\"\",VALUE(M4))","v":""},{"$f":"IF(ISBLANK(G4),\"\",G4)","v":""},{"$f":"IF(ISNUMBER(W4),MONTH(W4)*100+DAY(J4),\"\")","v":""},{"$f":"IF(AB4>=AA$2,IF(AB4<=AB$2,S4,\"\"),\"\")","v":""},{"$f":"IF(AB4>=AA$2,IF(AB4<=AB$2,T4,\"\"),\"\")","v":""},{"$f":"IF(AB4>=AA$2,IF(AB4<=AB$2,U4,\"\"),\"\")","v":""},null,{"$f":"INDEX($J$4:$J$3004,MATCH(0,INDEX(COUNTIF($AG$3:AG3,$J$4:$J$3004),0,0),0))","v":0},null,"It doesn't matter if CAS#s and results are in \"text format\"",null,null,null,null,null,null,"otherwise:"]
[null,null,null,null,null,null,null,null,null,null,null,null,null,null,null,null,null,null,"",{"$f":"IF(LEFT(X5)=\"<\",1,\"\")","v":""},{"$f":"IF(LEFT(X5)=\"<\",0,IF(LEFT(X5)=\"e\",IF(ISNUMBER(Z5),Z5,Y5),X5))","v":""},{"$f":"IF(U5=0,IF(ISNUMBER(Z5),Z5/2,Y5/2),U5)","v":""},"","","","","","",{"$f":"IF(AB5>=AA$2,IF(AB5<=AB$2,S5,\"\"),\"\")","v":""},"",{"$f":"IF(AB5>=AA$2,IF(AB5<=AB$2,U5,\"\"),\"\")","v":""},null,{"$f":"INDEX($J$4:$J$3004,MATCH(0,INDEX(COUNTIF($AG$3:AG4,$J$4:$J$3004),0,0),0))","v":{"$error":"#N/A"}},null,null,null,null,null,null,null,null,"IF(LEFT(W4)=\"e\",IF(ISNUMBER(Y4)",null,null,null,"If leftmost character is e, it is value uncertain, check to see if DL is entered in column y"]
[null,null,null,null,null,null,null,null,null,null,null,null,null,null,null,null,null,null,"","","","","","","","","","","","","",null,{"$f":"INDEX($J$4:$J$3004,MATCH(0,INDEX(COUNTIF($AG$3:AG5,$J$4:$J$3004),0,0),0))","v":{"$error":"#N/A"}},null,null,null,null,null,null,null,null,null,",Y4,X4),",null,null,"If DL is entered in column y, enter DL. If not, enter QL from column X"]
[null,null,null,null,null,null,null,null,null,null,null,null,null,null,null,null,null,null,"","","","","","","","","","","","","",null,{"$f":"INDEX($J$4:$J$3004,MATCH(0,INDEX(COUNTIF($AG$3:AG6,$J$4:$J$3004),0,0),0))","v":{"$error":"#N/A"}},null,"Data Sources:",null,null,null,null,null,null,null,"otherwise"]
[null,null,null,null,null,null,null,null,null,null,null,null,null,null,null,null,null,null,"","","","","","","","","","","","","",null,{"$f":"INDEX($J$4:$J$3004,MATCH(0,INDEX(COUNTIF($AG$3:AG7,$J$4:$J$3004),0,0),0))","v":{"$error":"#N/A"}},null,null,null,null,null,null,null,null,null,",W4))",null,null,"If leftmost character is not < and not e, enter result value from column W"]
[null,null,null,null,null,null,null,null,null,null,null,null,null,null,null,null,null,null,"","","","","","","","","","","","","",null,{"$f":"INDEX($J$4:$J$3004,MATCH(0,INDEX(COUNTIF($AG$3:AG8,$J$4:$J$3004),0,0),0))","v":{"$error":"#N/A"}}]
[null,null,null,null,null,null,null,null,null,null,null,null,null,null,null,null,null,null,"","","","","","","","","","","","","",null,{"$f":"INDEX($J$4:$J$3004,MATCH(0,INDEX(COUNTIF($AG$3:AG9,$J$4:$J$3004),0,0),0))","v":{"$error":"#N/A"}},null,null,null,null,null,null,null,"Data processing logic, geometric mean"]
[null,null,null,null,null,null,null,null,null,null,null,null,null,null,null,null,null,null,"","","","","","","","","","","","","",null,{"$f":"INDEX($J$4:$J$3004,MATCH(0,INDEX(COUNTIF($AG$3:AG10,$J$4:$J$3004),0,0),0))","v":{"$error":"#N/A"}},null,null,null,null,null,null,null,"\"=IF(T4=0,IF(ISNUMBER(Y4),Y4/2,X4/2),T4)"]
[null,null,null,null,null,null,null,null,null,null,null,null,null,null,null,null,null,null,"","","","","","","","","","","","","",null,{"$f":"INDEX($J$4:$J$3004,MATCH(0,INDEX(COUNTIF($AG$3:AG11,$J$4:$J$3004),0,0),0))","v":{"$error":"#N/A"}},null,null,null,null,null,null,null,"\"=IF(T4=0,",null,null,null,null,"If processed result for normal stats is zero, then the result was nondetect, so:"]
[null,null,null,null,null,null,null,null,null,null,null,null,null,null,null,null,null,null,"","","","","","","","","","","","","",null,{"$f":"INDEX($J$4:$J$3004,MATCH(0,INDEX(COUNTIF($AG$3:AG12,$J$4:$J$3004),0,0),0))","v":{"$error":"#N/A"}},null,null,null,null,null,null,null,null,"IF(ISNUMBER(Y4),Y4/2,X4/2),T4)",null,null,null,"If DL is entered in column y, enter DL/2. If not, enter QL/2 from column X"]
[null,null,null,null,null,null,null,null,null,null,null,null,null,null,null,null,null,null,"","","","","","","","","","","","","",null,{"$f":"INDEX($J$4:$J$3004,MATCH(0,INDEX(COUNTIF($AG$3:AG13,$J$4:$J$3004),0,0),0))","v":{"$error":"#N/A"}},null,null,null,null,null,null,null,null,"otherwise"]
[null,null,null,null,null,null,null,null,null,null,null,null,null,null,null,null,null,null,"","","","","","","","","","","","","",null,{"$f":"INDEX($J$4:$J$3004,MATCH(0,INDEX(COUNTIF($AG$3:AG14,$J$4:$J$3004),0,0),0))","v":{"$error":"#N/A"}},null,null,null,null,null,null,null,null,",T4)",null,null,null,"Result is processed the same way as for other stats, so just enter value from column t"]
[null,null,null,null,null,null,null,null,null,null,null,null,null,null,null,null,null,null,"","","","","","","","","","","","","",null,{"$f":"INDEX($J$4:$J$3004,MATCH(0,INDEX(COUNTIF($AG$3:AG15,$J$4:$J$3004),0,0),0))","v":{"$error":"#N/A"}}]
[null,null,null,null,null,null,null,null,null,null,null,null,null,null,null,null,null,null,"","","","","","","","","","","","","",null,{"$f":"INDEX($J$4:$J$3004,MATCH(0,INDEX(COUNTIF($AG$3:AG16,$J$4:$J$3004),0,0),0))","v":{"$error":"#N/A"}}]
[null,null,null,null,null,null,null,null,null,null,null,null,null,null,null,null,null,null,"","","","","","","","","","","","","",null,{"$f":"INDEX($J$4:$J$3004,MATCH(0,INDEX(COUNTIF($AG$3:AG17,$J$4:$J$3004),0,0),0))","v":{"$error":"#N/A"}}]
[null,null,null,null,null,null,null,null,null,null,null,null,null,null,null,null,null,null,"","","","","","","","","","","","","",null,{"$f":"INDEX($J$4:$J$3004,MATCH(0,INDEX(COUNTIF($AG$3:AG18,$J$4:$J$3004),0,0),0))","v":{"$error":"#N/A"}}]
[null,null,null,null,null,null,null,null,null,null,null,null,null,null,null,null,null,null,"","","","","","","","","","","","","",null,{"$f":"INDEX($J$4:$J$3004,MATCH(0,INDEX(COUNTIF($AG$3:AG19,$J$4:$J$3004),0,0),0))","v":{"$error":"#N/A"}}]
[null,null,null,null,null,null,null,null,null,null,null,null,null,null,null,null,null,null,"","","","","","","","","","","","","",null,{"$f":"INDEX($J$4:$J$3004,MATCH(0,INDEX(COUNTIF($AG$3:AG20,$J$4:$J$3004),0,0),0))","v":{"$error":"#N/A"}}]
[null,null,null,null,null,null,null,null,null,null,null,null,null,null,null,null,null,null,"","","","","","","","","","","","","",null,{"$f":"INDEX($J$4:$J$3004,MATCH(0,INDEX(COUNTIF($AG$3:AG21,$J$4:$J$3004),0,0),0))","v":{"$error":"#N/A"}}]
[null,null,null,null,null,null,null,null,null,null,null,null,null,null,null,null,null,null,"","","","","","","","","","","","","",null,{"$f":"INDEX($J$4:$J$3004,MATCH(0,INDEX(COUNTIF($AG$3:AG22,$J$4:$J$3004),0,0),0))","v":{"$error":"#N/A"}}]
[null,null,null,null,null,null,null,null,null,null,null,null,null,null,null,null,null,null,"","","","","","","","","","","","","",null,{"$f":"INDEX($J$4:$J$3004,MATCH(0,INDEX(COUNTIF($AG$3:AG23,$J$4:$J$3004),0,0),0))","v":{"$error":"#N/A"}}]
[null,null,null,null,null,null,null,null,null,null,null,null,null,null,null,null,null,null,"","","","","","","","","","","","","",null,{"$f":"INDEX($J$4:$J$3004,MATCH(0,INDEX(COUNTIF($AG$3:AG24,$J$4:$J$3004),0,0),0))","v":{"$error":"#N/A"}}]
[null,null,null,null,null,null,null,null,null,null,null,null,null,null,null,null,null,null,"","","","","","","","","","","","","",null,{"$f":"INDEX($J$4:$J$3004,MATCH(0,INDEX(COUNTIF($AG$3:AG25,$J$4:$J$3004),0,0),0))","v":{"$error":"#N/A"}}]
[null,null,null,null,null,null,null,null,null,null,null,null,null,null,null,null,null,null,"","","","","","","","","","","","","",null,{"$f":"INDEX($J$4:$J$3004,MATCH(0,INDEX(COUNTIF($AG$3:AG26,$J$4:$J$3004),0,0),0))","v":{"$error":"#N/A"}}]
[null,null,null,null,null,null,null,null,null,null,null,null,null,null,null,null,null,null,"","","","","","","","","","","","","",null,{"$f":"INDEX($J$4:$J$3004,MATCH(0,INDEX(COUNTIF($AG$3:AG27,$J$4:$J$3004),0,0),0))","v":{"$error":"#N/A"}}]
[null,null,null,null,null,null,null,null,null,null,null,null,null,null,null,null,null,null,"","","","","","","","","","","","","",null,{"$f":"INDEX($J$4:$J$3004,MATCH(0,INDEX(COUNTIF($AG$3:AG28,$J$4:$J$3004),0,0),0))","v":{"$error":"#N/A"}}]
[null,null,null,null,null,null,null,null,null,null,null,null,null,null,null,null,null,null,"","","","","","","","","","","","","",null,{"$f":"INDEX($J$4:$J$3004,MATCH(0,INDEX(COUNTIF($AG$3:AG29,$J$4:$J$3004),0,0),0))","v":{"$error":"#N/A"}}]
[null,null,null,null,null,null,null,null,null,null,null,null,null,null,null,null,null,null,"","","","","","","","","","","","","",null,{"$f":"INDEX($J$4:$J$3004,MATCH(0,INDEX(COUNTIF($AG$3:AG30,$J$4:$J$3004),0,0),0))","v":{"$error":"#N/A"}}]
[null,null,null,null,null,null,null,null,null,null,null,null,null,null,null,null,null,null,"","","","","","","","","","","","","",null,{"$f":"INDEX($J$4:$J$3004,MATCH(0,INDEX(COUNTIF($AG$3:AG31,$J$4:$J$3004),0,0),0))","v":{"$error":"#N/A"}}]
[null,null,null,null,null,null,null,null,null,null,null,null,null,null,null,null,null,null,"","","","","","","","","","","","","",null,{"$f":"INDEX($J$4:$J$3004,MATCH(0,INDEX(COUNTIF($AG$3:AG32,$J$4:$J$3004),0,0),0))","v":{"$error":"#N/A"}}]
[null,null,null,null,null,null,null,null,null,null,null,null,null,null,null,null,null,null,"","","","","","","","","","","","","",null,{"$f":"INDEX($J$4:$J$3004,MATCH(0,INDEX(COUNTIF($AG$3:AG33,$J$4:$J$3004),0,0),0))","v":{"$error":"#N/A"}}]
[null,null,null,null,null,null,null,null,null,null,null,null,null,null,null,null,null,null,"","","","","","","","","","","","","",null,{"$f":"INDEX($J$4:$J$3004,MATCH(0,INDEX(COUNTIF($AG$3:AG34,$J$4:$J$3004),0,0),0))","v":{"$error":"#N/A"}}]
[null,null,null,null,null,null,null,null,null,null,null,null,null,null,null,null,null,null,"","","","","","","","","","","",{"$f":"IF(AB36>=AA$2,IF(AB36<=AB$2,T36,\"\"),\"\")","v":""},"",null,{"$f":"INDEX($J$4:$J$3004,MATCH(0,INDEX(COUNTIF($AG$3:AG35,$J$4:$J$3004),0,0),0))","v":{"$error":"#N/A"}}]
[null,null,null,null,null,null,null,null,null,null,null,null,null,null,null,null,null,null,"","","","","","","","","","","","","",null,{"$f":"INDEX($J$4:$J$3004,MATCH(0,INDEX(COUNTIF($AG$3:AG36,$J$4:$J$3004),0,0),0))","v":{"$error":"#N/A"}}]
[null,null,null,null,null,null,null,null,null,null,null,null,null,null,null,null,null,null,"","","","","","","","","","","","","",null,{"$f":"INDEX($J$4:$J$3004,MATCH(0,INDEX(COUNTIF($AG$3:AG37,$J$4:$J$3004),0,0),0))","v":{"$error":"#N/A"}}]
[null,null,null,null,null,null,null,null,null,null,null,null,null,null,null,null,null,null,"","","","","","","","","","","","","",null,{"$f":"INDEX($J$4:$J$3004,MATCH(0,INDEX(COUNTIF($AG$3:AG38,$J$4:$J$3004),0,0),0))","v":{"$error":"#N/A"}}]
[null,null,null,null,null,null,null,null,null,null,null,null,null,null,null,null,null,null,"","","","","","","","","","","","","",null,{"$f":"INDEX($J$4:$J$3004,MATCH(0,INDEX(COUNTIF($AG$3:AG39,$J$4:$J$3004),0,0),0))","v":{"$error":"#N/A"}}]
[null,null,null,null,null,null,null,null,null,null,null,null,null,null,null,null,null,null,"","","","","","","","","","","","","",null,{"$f":"INDEX($J$4:$J$3004,MATCH(0,INDEX(COUNTIF($AG$3:AG40,$J$4:$J$3004),0,0),0))","v":{"$error":"#N/A"}}]
[null,null,null,null,null,null,null,null,null,null,null,null,null,null,null,null,null,null,"","","","","","","","","","","","","",null,{"$f":"INDEX($J$4:$J$3004,MATCH(0,INDEX(COUNTIF($AG$3:AG41,$J$4:$J$3004),0,0),0))","v":{"$error":"#N/A"}}]
[null,null,null,null,null,null,null,null,null,null,null,null,null,null,null,null,null,null,"","","","","","","","","","","","","",null,{"$f":"INDEX($J$4:$J$3004,MATCH(0,INDEX(COUNTIF($AG$3:AG42,$J$4:$J$3004),0,0),0))","v":{"$error":"#N/A"}}]
[null,null,null,null,null,null,null,null,null,null,null,null,null,null,null,null,null,null,"","","","","","","","","","","","","",null,{"$f":"INDEX($J$4:$J$3004,MATCH(0,INDEX(COUNTIF($AG$3:AG43,$J$4:$J$3004),0,0),0))","v":{"$error":"#N/A"}}]
[null,null,null,null,null,null,null,null,null,null,null,null,null,null,null,null,null,null,"","","","","","","","","","","","","",null,{"$f":"INDEX($J$4:$J$3004,MATCH(0,INDEX(COUNTIF($AG$3:AG44,$J$4:$J$3004),0,0),0))","v":{"$error":"#N/A"}}]
[null,null,null,null,null,null,null,null,null,null,null,null,null,null,null,null,null,null,"","","","","","","","","","","","","",null,{"$f":"INDEX($J$4:$J$3004,MATCH(0,INDEX(COUNTIF($AG$3:AG45,$J$4:$J$3004),0,0),0))","v":{"$error":"#N/A"}}]
[null,null,null,null,null,null,null,null,null,null,null,null,null,null,null,null,null,null,"","","","","","","","","","","","","",null,{"$f":"INDEX($J$4:$J$3004,MATCH(0,INDEX(COUNTIF($AG$3:AG46,$J$4:$J$3004),0,0),0))","v":{"$error":"#N/A"}}]
[null,null,null,null,null,null,null,null,null,null,null,null,null,null,null,null,null,null,"","","","","","","","","","","","","",null,{"$f":"INDEX($J$4:$J$3004,MATCH(0,INDEX(COUNTIF($AG$3:AG47,$J$4:$J$3004),0,0),0))","v":{"$error":"#N/A"}}]
[null,null,null,null,null,null,null,null,null,null,null,null,null,null,null,null,null,null,"","","","","","","","","","","","","",null,{"$f":"INDEX($J$4:$J$3004,MATCH(0,INDEX(COUNTIF($AG$3:AG48,$J$4:$J$3004),0,0),0))","v":{"$error":"#N/A"}}]
[null,null,null,null,null,null,null,null,null,null,null,null,null,null,null,null,null,null,"","","","","","","","","","","","","",null,{"$f":"INDEX($J$4:$J$3004,MATCH(0,INDEX(COUNTIF($AG$3:AG49,$J$4:$J$3004),0,0),0))","v":{"$error":"#N/A"}}]
[null,null,null,null,null,null,null,null,null,null,null,null,null,null,null,null,null,null,"","","","","","","","","","","","","",null,{"$f":"INDEX($J$4:$J$3004,MATCH(0,INDEX(COUNTIF($AG$3:AG50,$J$4:$J$3004),0,0),0))","v":{"$error":"#N/A"}}]
[null,null,null,null,null,null,null,null,null,null,null,null,null,null,null,null,null,null,"","","","","","","","","","","","","",null,{"$f":"INDEX($J$4:$J$3004,MATCH(0,INDEX(COUNTIF($AG$3:AG51,$J$4:$J$3004),0,0),0))","v":{"$error":"#N/A"}}]
[null,null,null,null,null,null,null,null,null,null,null,null,null,null,null,null,null,null,"","","","","","","","","","","","","",null,{"$f":"INDEX($J$4:$J$3004,MATCH(0,INDEX(COUNTIF($AG$3:AG52,$J$4:$J$3004),0,0),0))","v":{"$error":"#N/A"}}]
[null,null,null,null,null,null,null,null,null,null,null,null,null,null,null,null,null,null,"","","","","","","","","","","","","",null,{"$f":"INDEX($J$4:$J$3004,MATCH(0,INDEX(COUNTIF($AG$3:AG53,$J$4:$J$3004),0,0),0))","v":{"$error":"#N/A"}}]
[null,null,null,null,null,null,null,null,null,null,null,null,null,null,null,null,null,null,"","","","","","","","","","","","","",null,{"$f":"INDEX($J$4:$J$3004,MATCH(0,INDEX(COUNTIF($AG$3:AG54,$J$4:$J$3004),0,0),0))","v":{"$error":"#N/A"}}]
[null,null,null,null,null,null,null,null,null,null,null,null,null,null,null,null,null,null,"","","","","","","","","","","","","",null,{"$f":"INDEX($J$4:$J$3004,MATCH(0,INDEX(COUNTIF($AG$3:AG55,$J$4:$J$3004),0,0),0))","v":{"$error":"#N/A"}}]
[null,null,null,null,null,null,null,null,null,null,null,null,null,null,null,null,null,null,"","","","","","","","","","","","","",null,{"$f":"INDEX($J$4:$J$3004,MATCH(0,INDEX(COUNTIF($AG$3:AG56,$J$4:$J$3004),0,0),0))","v":{"$error":"#N/A"}}]
[null,null,null,null,null,null,null,null,null,null,null,null,null,null,null,null,null,null,"","","","","","","","","","","","","",null,{"$f":"INDEX($J$4:$J$3004,MATCH(0,INDEX(COUNTIF($AG$3:AG57,$J$4:$J$3004),0,0),0))","v":{"$error":"#N/A"}}]
[null,null,null,null,null,null,null,null,null,null,null,null,null,null,null,null,null,null,"","","","","","","","","","","","","",null,{"$f":"INDEX($J$4:$J$3004,MATCH(0,INDEX(COUNTIF($AG$3:AG58,$J$4:$J$3004),0,0),0))","v":{"$error":"#N/A"}}]
[null,null,null,null,null,null,null,null,null,null,null,null,null,null,null,null,null,null,"","","","","","","","","","","","","",null,{"$f":"INDEX($J$4:$J$3004,MATCH(0,INDEX(COUNTIF($AG$3:AG59,$J$4:$J$3004),0,0),0))","v":{"$error":"#N/A"}}]
[null,null,null,null,null,null,null,null,null,null,null,null,null,null,null,null,null,null,"","","","","","","","","","","","","",null,{"$f":"INDEX($J$4:$J$3004,MATCH(0,INDEX(COUNTIF($AG$3:AG60,$J$4:$J$3004),0,0),0))","v":{"$error":"#N/A"}}]
[null,null,null,null,null,null,null,null,null,null,null,null,null,null,null,null,null,null,"","","","","","","","","","","","","",null,{"$f":"INDEX($J$4:$J$3004,MATCH(0,INDEX(COUNTIF($AG$3:AG61,$J$4:$J$3004),0,0),0))","v":{"$error":"#N/A"}}]
[null,null,null,null,null,null,null,null,null,null,null,null,null,null,null,null,null,null,"","","","","","","","","","","","","",null,{"$f":"INDEX($J$4:$J$3004,MATCH(0,INDEX(COUNTIF($AG$3:AG62,$J$4:$J$3004),0,0),0))","v":{"$error":"#N/A"}}]
[null,null,null,null,null,null,null,null,null,null,null,null,null,null,null,null,null,null,"","","","","","","","","","","","","",null,{"$f":"INDEX($J$4:$J$3004,MATCH(0,INDEX(COUNTIF($AG$3:AG63,$J$4:$J$3004),0,0),0))","v":{"$error":"#N/A"}}]
[null,null,null,null,null,null,null,null,null,null,null,null,null,null,null,null,null,null,"","","","","","","","","","","","","",null,{"$f":"INDEX($J$4:$J$3004,MATCH(0,INDEX(COUNTIF($AG$3:AG64,$J$4:$J$3004),0,0),0))","v":{"$error":"#N/A"}}]
[null,null,null,null,null,null,null,null,null,null,null,null,null,null,null,null,null,null,"","","","","","","","","","","","","",null,{"$f":"INDEX($J$4:$J$3004,MATCH(0,INDEX(COUNTIF($AG$3:AG65,$J$4:$J$3004),0,0),0))","v":{"$error":"#N/A"}}]
[null,null,null,null,null,null,null,null,null,null,null,null,null,null,null,null,null,null,"","","","","","","","","","","","","",null,{"$f":"INDEX($J$4:$J$3004,MATCH(0,INDEX(COUNTIF($AG$3:AG66,$J$4:$J$3004),0,0),0))","v":{"$error":"#N/A"}}]
[null,null,null,null,null,null,null,null,null,null,null,null,null,null,null,null,null,null,{"$f":"IF(ISBLANK(A68),\"\",IFERROR(A68+5-5,A68))","v":""},"","","",{"$f":"IF(ISBLANK(J68),\"\",J68+0)","v":""},{"$f":"IF(ISBLANK(K68),\"\",IFERROR(K68+0,K68))","v":""},{"$f":"IF(ISBLANK(L68),\"\",VALUE(L68))","v":""},{"$f":"IF(ISBLANK(M68),\"\",VALUE(M68))","v":""},{"$f":"IF(ISBLANK(G68),\"\",G68)","v":""},{"$f":"IF(ISNUMBER(W68),MONTH(W68)*100+DAY(J68),\"\")","v":""},"","","",null,{"$f":"INDEX($J$4:$J$3004,MATCH(0,INDEX(COUNTIF($AG$3:AG67,$J$4:$J$3004),0,0),0))","v":{"$error":"#N/A"}}]
[null,null,null,null,null,null,null,null,null,null,null,null,null,null,null,null,null,null,"",{"$f":"IF(LEFT(X69)=\"<\",1,\"\")","v":""},{"$f":"IF(LEFT(X69)=\"<\",0,IF(LEFT(X69)=\"e\",IF(ISNUMBER(Z69),Z69,Y69),X69))","v":""},{"$f":"IF(U69=0,IF(ISNUMBER(Z69),Z69/2,Y69/2),U69)","v":""},"","","","","","",{"$f":"IF(AB69>=AA$2,IF(AB69<=AB$2,S69,\"\"),\"\")","v":""},{"$f":"IF(AB69>=AA$2,IF(AB69<=AB$2,T69,\"\"),\"\")","v":""},{"$f":"IF(AB69>=AA$2,IF(AB69<=AB$2,U69,\"\"),\"\")","v":""},null,{"$f":"INDEX($J$4:$J$3004,MATCH(0,INDEX(COUNTIF($AG$3:AG68,$J$4:$J$3004),0,0),0))","v":{"$error":"#N/A"}}]
[null,null,null,null,null,null,null,null,null,null,null,null,null,null,null,null,null,null,"","","","","","","","","","","","","",null,{"$f":"INDEX($J$4:$J$3004,MATCH(0,INDEX(COUNTIF($AG$3:AG69,$J$4:$J$3004),0,0),0))","v":{"$error":"#N/A"}}]
[null,null,null,null,null,null,null,null,null,null,null,null,null,null,null,null,null,null,"","","","","","","","","","","","","",null,{"$f":"INDEX($J$4:$J$3004,MATCH(0,INDEX(COUNTIF($AG$3:AG70,$J$4:$J$3004),0,0),0))","v":{"$error":"#N/A"}}]
[null,null,null,null,null,null,null,null,null,null,null,null,null,null,null,null,null,null,"","","","","","","","","","","","","",null,{"$f":"INDEX($J$4:$J$3004,MATCH(0,INDEX(COUNTIF($AG$3:AG71,$J$4:$J$3004),0,0),0))","v":{"$error":"#N/A"}}]
[null,null,null,null,null,null,null,null,null,null,null,null,null,null,null,null,null,null,"","","","","","","","","","","","","",null,{"$f":"INDEX($J$4:$J$3004,MATCH(0,INDEX(COUNTIF($AG$3:AG72,$J$4:$J$3004),0,0),0))","v":{"$error":"#N/A"}}]
[null,null,null,null,null,null,null,null,null,null,null,null,null,null,null,null,null,null,"","","","","","","","","","","","","",null,{"$f":"INDEX($J$4:$J$3004,MATCH(0,INDEX(COUNTIF($AG$3:AG73,$J$4:$J$3004),0,0),0))","v":{"$error":"#N/A"}}]
[null,null,null,null,null,null,null,null,null,null,null,null,null,null,null,null,null,null,"","","","","","","","","","","","","",null,{"$f":"INDEX($J$4:$J$3004,MATCH(0,INDEX(COUNTIF($AG$3:AG74,$J$4:$J$3004),0,0),0))","v":{"$error":"#N/A"}}]
[null,null,null,null,null,null,null,null,null,null,null,null,null,null,null,null,null,null,"","","","","","","","","","","","","",null,{"$f":"INDEX($J$4:$J$3004,MATCH(0,INDEX(COUNTIF($AG$3:AG75,$J$4:$J$3004),0,0),0))","v":{"$error":"#N/A"}}]
[null,null,null,null,null,null,null,null,null,null,null,null,null,null,null,null,null,null,"","","","","","","","","","","","","",null,{"$f":"INDEX($J$4:$J$3004,MATCH(0,INDEX(COUNTIF($AG$3:AG76,$J$4:$J$3004),0,0),0))","v":{"$error":"#N/A"}}]
[null,null,null,null,null,null,null,null,null,null,null,null,null,null,null,null,null,null,"","","","","","","","","","","","","",null,{"$f":"INDEX($J$4:$J$3004,MATCH(0,INDEX(COUNTIF($AG$3:AG77,$J$4:$J$3004),0,0),0))","v":{"$error":"#N/A"}}]
[null,null,null,null,null,null,null,null,null,null,null,null,null,null,null,null,null,null,"","","","","","","","","","","","","",null,{"$f":"INDEX($J$4:$J$3004,MATCH(0,INDEX(COUNTIF($AG$3:AG78,$J$4:$J$3004),0,0),0))","v":{"$error":"#N/A"}}]
[null,null,null,null,null,null,null,null,null,null,null,null,null,null,null,null,null,null,"","","","","","","","","","","","","",null,{"$f":"INDEX($J$4:$J$3004,MATCH(0,INDEX(COUNTIF($AG$3:AG79,$J$4:$J$3004),0,0),0))","v":{"$error":"#N/A"}}]
[null,null,null,null,null,null,null,null,null,null,null,null,null,null,null,null,null,null,"","","","","","","","","","","","","",null,{"$f":"INDEX($J$4:$J$3004,MATCH(0,INDEX(COUNTIF($AG$3:AG80,$J$4:$J$3004),0,0),0))","v":{"$error":"#N/A"}}]
[null,null,null,null,null,null,null,null,null,null,null,null,null,null,null,null,null,null,"","","","","","","","","","","","","",null,{"$f":"INDEX($J$4:$J$3004,MATCH(0,INDEX(COUNTIF($AG$3:AG81,$J$4:$J$3004),0,0),0))","v":{"$error":"#N/A"}}]
[null,null,null,null,null,null,null,null,null,null,null,null,null,null,null,null,null,null,"","","","","","","","","","","","","",null,{"$f":"INDEX($J$4:$J$3004,MATCH(0,INDEX(COUNTIF($AG$3:AG82,$J$4:$J$3004),0,0),0))","v":{"$error":"#N/A"}}]
[null,null,null,null,null,null,null,null,null,null,null,null,null,null,null,null,null,null,"","","","","","","","","","","","","",null,{"$f":"INDEX($J$4:$J$3004,MATCH(0,INDEX(COUNTIF($AG$3:AG83,$J$4:$J$3004),0,0),0))","v":{"$error":"#N/A"}}]
[null,null,null,null,null,null,null,null,null,null,null,null,null,null,null,null,null,null,"","","","","","","","","","","","","",null,{"$f":"INDEX($J$4:$J$3004,MATCH(0,INDEX(COUNTIF($AG$3:AG84,$J$4:$J$3004),0,0),0))","v":{"$error":"#N/A"}}]
[null,null,null,null,null,null,null,null,null,null,null,null,null,null,null,null,null,null,"","","","","","","","","","","","","",null,{"$f":"INDEX($J$4:$J$3004,MATCH(0,INDEX(COUNTIF($AG$3:AG85,$J$4:$J$3004),0,0),0))","v":{"$error":"#N/A"}}]
[null,null,null,null,null,null,null,null,null,null,null,null,null,null,null,null,null,null,"","","","","","","","","","","","","",null,{"$f":"INDEX($J$4:$J$3004,MATCH(0,INDEX(COUNTIF($AG$3:AG86,$J$4:$J$3004),0,0),0))","v":{"$error":"#N/A"}}]
[null,null,null,null,null,null,null,null,null,null,null,null,null,null,null,null,null,null,"","","","","","","","","","","","","",null,{"$f":"INDEX($J$4:$J$3004,MATCH(0,INDEX(COUNTIF($AG$3:AG87,$J$4:$J$3004),0,0),0))","v":{"$error":"#N/A"}}]
[null,null,null,null,null,null,null,null,null,null,null,null,null,null,null,null,null,null,"","","","","","","","","","","","","",null,{"$f":"INDEX($J$4:$J$3004,MATCH(0,INDEX(COUNTIF($AG$3:AG88,$J$4:$J$3004),0,0),0))","v":{"$error":"#N/A"}}]
[null,null,null,null,null,null,null,null,null,null,null,null,null,null,null,null,null,null,"","","","","","","","","","","","","",null,{"$f":"INDEX($J$4:$J$3004,MATCH(0,INDEX(COUNTIF($AG$3:AG89,$J$4:$J$3004),0,0),0))","v":{"$error":"#N/A"}}]
[null,null,null,null,null,null,null,null,null,null,null,null,null,null,null,null,null,null,"","","","","","","","","","","","","",null,{"$f":"INDEX($J$4:$J$3004,MATCH(0,INDEX(COUNTIF($AG$3:AG90,$J$4:$J$3004),0,0),0))","v":{"$error":"#N/A"}}]
[null,null,null,null,null,null,null,null,null,null,null,null,null,null,null,null,null,null,"","","","","","","","","","","","","",null,{"$f":"INDEX($J$4:$J$3004,MATCH(0,INDEX(COUNTIF($AG$3:AG91,$J$4:$J$3004),0,0),0))","v":{"$error":"#N/A"}}]
[null,null,null,null,null,null,null,null,null,null,null,null,null,null,null,null,null,null,"","","","","","","","","","","","","",null,{"$f":"INDEX($J$4:$J$3004,MATCH(0,INDEX(COUNTIF($AG$3:AG92,$J$4:$J$3004),0,0),0))","v":{"$error":"#N/A"}}]
[null,null,null,null,null,null,null,null,null,null,null,null,null,null,null,null,null,null,"","","","","","","","","","","","","",null,{"$f":"INDEX($J$4:$J$3004,MATCH(0,INDEX(COUNTIF($AG$3:AG93,$J$4:$J$3004),0,0),0))","v":{"$error":"#N/A"}}]
[null,null,null,null,null,null,null,null,null,null,null,null,null,null,null,null,null,null,"","","","","","","","","","","","","",null,{"$f":"INDEX($J$4:$J$3004,MATCH(0,INDEX(COUNTIF($AG$3:AG94,$J$4:$J$3004),0,0),0))","v":{"$error":"#N/A"}}]
[null,null,null,null,null,null,null,null,null,null,null,null,null,null,null,null,null,null,"","","","","","","","","","","","","",null,{"$f":"INDEX($J$4:$J$3004,MATCH(0,INDEX(COUNTIF($AG$3:AG95,$J$4:$J$3004),0,0),0))","v":{"$error":"#N/A"}}]
[null,null,null,null,null,null,null,null,null,null,null,null,null,null,null,null,null,null,"","","","","","","","","","","","","",null,{"$f":"INDEX($J$4:$J$3004,MATCH(0,INDEX(COUNTIF($AG$3:AG96,$J$4:$J$3004),0,0),0))","v":{"$error":"#N/A"}}]
[null,null,null,null,null,null,null,null,null,null,null,null,null,null,null,null,null,null,"","","","","","","","","","","","","",null,{"$f":"INDEX($J$4:$J$3004,MATCH(0,INDEX(COUNTIF($AG$3:AG97,$J$4:$J$3004),0,0),0))","v":{"$error":"#N/A"}}]
[null,null,null,null,null,null,null,null,null,null,null,null,null,null,null,null,null,null,"","","","","","","","","","","","","",null,{"$f":"INDEX($J$4:$J$3004,MATCH(0,INDEX(COUNTIF($AG$3:AG98,$J$4:$J$3004),0,0),0))","v":{"$error":"#N/A"}}]
[null,null,null,null,null,null,null,null,null,null,null,null,null,null,null,null,null,null,"","","","","","","","","","","","","",null,{"$f":"INDEX($J$4:$J$3004,MATCH(0,INDEX(COUNTIF($AG$3:AG99,$J$4:$J$3004),0,0),0))","v":{"$error":"#N/A"}}]
[null,null,null,null,null,null,null,null,null,null,null,null,null,null,null,null,null,null,"","","","","","","","","","","","","",null,{"$f":"INDEX($J$4:$J$3004,MATCH(0,INDEX(COUNTIF($AG$3:AG100,$J$4:$J$3004),0,0),0))","v":{"$error":"#N/A"}}]
[null,null,null,null,null,null,null,null,null,null,null,null,null,null,null,null,null,null,"","","","","","","","","","","","","",null,{"$f":"INDEX($J$4:$J$3004,MATCH(0,INDEX(COUNTIF($AG$3:AG101,$J$4:$J$3004),0,0),0))","v":{"$error":"#N/A"}}]
[null,null,null,null,null,null,null,null,null,null,null,null,null,null,null,null,null,null,"","","","","","","","","","","","","",null,{"$f":"INDEX($J$4:$J$3004,MATCH(0,INDEX(COUNTIF($AG$3:AG102,$J$4:$J$3004),0,0),0))","v":{"$error":"#N/A"}}]
[null,null,null,null,null,null,null,null,null,null,null,null,null,null,null,null,null,null,"","","","","","","","","","","","","",null,{"$f":"INDEX($J$4:$J$3004,MATCH(0,INDEX(COUNTIF($AG$3:AG103,$J$4:$J$3004),0,0),0))","v":{"$error":"#N/A"}}]
[null,null,null,null,null,null,null,null,null,null,null,null,null,null,null,null,null,null,"","","","","","","","","","","","",""]
[null,null,null,null,null,null,null,null,null,null,null,null,null,null,null,null,null,null,"","","","","","","","","","","","",""]
[null,null,null,null,null,null,null,null,null,null,null,null,null,null,null,null,null,null,"","","","","","","","","","","","",""]
[null,null,null,null,null,null,null,null,null,null,null,null,null,null,null,null,null,null,"","","","","","","","","","","","",""]
[null,null,null,null,null,null,null,null,null,null,null,null,null,null,null,null,null,null,"","","","","","","","","","","","",""]
[null,null,null,null,null,null,null,null,null,null,null,null,null,null,null,null,null,null,"","","","","","","","","","","","",""]
[null,null,null,null,null,null,null,null,null,null,null,null,null,null,null,null,null,null,"","","","","","","","","","","","",""]
[null,null,null,null,null,null,null,null,null,null,null,null,null,null,null,null,null,null,"","","","","","","","","","","","",""]
[null,null,null,null,null,null,null,null,null,null,null,null,null,null,null,null,null,null,"","","","","","","","","","","","",""]
[null,null,null,null,null,null,null,null,null,null,null,null,null,null,null,null,null,null,"","","","","","","","","","","","",""]
[null,null,null,null,null,null,null,null,null,null,null,null,null,null,null,null,null,null,"","","","","","","","","","","","",""]
[null,null,null,null,null,null,null,null,null,null,null,null,null,null,null,null,null,null,"","","","","","","","","","","","",""]
[null,null,null,null,null,null,null,null,null,null,null,null,null,null,null,null,null,null,"","","","","","","","","","","","",""]
[null,null,null,null,null,null,null,null,null,null,null,null,null,null,null,null,null,null,"","","","","","","","","","","","",""]
[null,null,null,null,null,null,null,null,null,null,null,null,null,null,null,null,null,null,"","","","","","","","","","","","",""]
[null,null,null,null,null,null,null,null,null,null,null,null,null,null,null,null,null,null,"","","","","","","","","","","","",""]
[null,null,null,null,null,null,null,null,null,null,null,null,null,null,null,null,null,null,"","","","","","","","","","","","",""]
[null,null,null,null,null,null,null,null,null,null,null,null,null,null,null,null,null,null,"","","","","","","","","","","","",""]
[null,null,null,null,null,null,null,null,null,null,null,null,null,null,null,null,null,null,"","","","","","","","","","","","",""]
[null,null,null,null,null,null,null,null,null,null,null,null,null,null,null,null,null,null,"","","","","","","","","","","","",""]
[null,null,null,null,null,null,null,null,null,null,null,null,null,null,null,null,null,null,"","","","","","","","","","","","",""]
[null,null,null,null,null,null,null,null,null,null,null,null,null,null,null,null,null,null,"","","","","","","","","","","","",""]
[null,null,null,null,null,null,null,null,null,null,null,null,null,null,null,null,null,null,"","","","","","","","","","","","",""]
[null,null,null,null,null,null,null,null,null,null,null,null,null,null,null,null,null,null,"","","","","","","","","","","","",""]
[null,null,null,null,null,null,null,null,null,null,null,null,null,null,null,null,null,null,"","","","","","","","","","","","",""]
[null,null,null,null,null,null,null,null,null,null,null,null,null,null,null,null,null,null,"","","","","","","","","","","","",""]
[null,null,null,null,null,null,null,null,null,null,null,null,null,null,null,null,null,null,"","","","","","","","","","","","",""]
[null,null,null,null,null,null,null,null,null,null,null,null,null,null,null,null,null,null,{"$f":"IF(ISBLANK(A132),\"\",IFERROR(A132+5-5,A132))","v":""},"","","",{"$f":"IF(ISBLANK(J132),\"\",J132+0)","v":""},{"$f":"IF(ISBLANK(K132),\"\",IFERROR(K132+0,K132))","v":""},{"$f":"IF(ISBLANK(L132),\"\",VALUE(L132))","v":""},{"$f":"IF(ISBLANK(M132),\"\",VALUE(M132))","v":""},{"$f":"IF(ISBLANK(G132),\"\",G132)","v":""},{"$f":"IF(ISNUMBER(W132),MONTH(W132)*100+DAY(J132),\"\")","v":""},"","",""]
[null,null,null,null,null,null,null,null,null,null,null,null,null,null,null,null,null,null,"",{"$f":"IF(LEFT(X133)=\"<\",1,\"\")","v":""},{"$f":"IF(LEFT(X133)=\"<\",0,IF(LEFT(X133)=\"e\",IF(ISNUMBER(Z133),Z133,Y133),X133))","v":""},{"$f":"IF(U133=0,IF(ISNUMBER(Z133),Z133/2,Y133/2),U133)","v":""},"","","","","","",{"$f":"IF(AB133>=AA$2,IF(AB133<=AB$2,S133,\"\"),\"\")","v":""},{"$f":"IF(AB133>=AA$2,IF(AB133<=AB$2,T133,\"\"),\"\")","v":""},{"$f":"IF(AB133>=AA$2,IF(AB133<=AB$2,U133,\"\"),\"\")","v":""}]
[null,null,null,null,null,null,null,null,null,null,null,null,null,null,null,null,null,null,"","","","","","","","","","","","",""]
[null,null,null,null,null,null,null,null,null,null,null,null,null,null,null,null,null,null,"","","","","","","","","","","","",""]
[null,null,null,null,null,null,null,null,null,null,null,null,null,null,null,null,null,null,"","","","","","","","","","","","",""]
[null,null,null,null,null,null,null,null,null,null,null,null,null,null,null,null,null,null,"","","","","","","","","","","","",""]
[null,null,null,null,null,null,null,null,null,null,null,null,null,null,null,null,null,null,"","","","","","","","","","","","",""]
[null,null,null,null,null,null,null,null,null,null,null,null,null,null,null,null,null,null,"","","","","","","","","","","","",""]
[null,null,null,null,null,null,null,null,null,null,null,null,null,null,null,null,null,null,"","","","","","","","","","","","",""]
[null,null,null,null,null,null,null,null,null,null,null,null,null,null,null,null,null,null,"","","","","","","","","","","","",""]
[null,null,null,null,null,null,null,null,null,null,null,null,null,null,null,null,null,null,"","","","","","","","","","","","",""]
[null,null,null,null,null,null,null,null,null,null,null,null,null,null,null,null,null,null,"","","","","","","","","","","","",""]
[null,null,null,null,null,null,null,null,null,null,null,null,null,null,null,null,null,null,"","","","","","","","","","","","",""]
[null,null,null,null,null,null,null,null,null,null,null,null,null,null,null,null,null,null,"","","","","","","","","","","","",""]
[null,null,null,null,null,null,null,null,null,null,null,null,null,null,null,null,null,null,"","","","","","","","","","","","",""]
[null,null,null,null,null,null,null,null,null,null,null,null,null,null,null,null,null,null,"","","","","","","","","","","","",""]
[null,null,null,null,null,null,null,null,null,null,null,null,null,null,null,null,null,null,"","","","","","","","","","","","",""]
[null,null,null,null,null,null,null,null,null,null,null,null,null,null,null,null,null,null,"","","","","","","","","","","","",""]
[null,null,null,null,null,null,null,null,null,null,null,null,null,null,null,null,null,null,"","","","","","","","","","","","",""]
[null,null,null,null,null,null,null,null,null,null,null,null,null,null,null,null,null,null,"","","","","","","","","","","","",""]
[null,null,null,null,null,null,null,null,null,null,null,null,null,null,null,null,null,null,"","","","","","","","","","","","",""]
[null,null,null,null,null,null,null,null,null,null,null,null,null,null,null,null,null,null,"","","","","","","","","","","","",""]
[null,null,null,null,null,null,null,null,null,null,null,null,null,null,null,null,null,null,"","","","","","","","","","","","",""]
[null,null,null,null,null,null,null,null,null,null,null,null,null,null,null,null,null,null,"","","","","","","","","","","","",""]
[null,null,null,null,null,null,null,null,null,null,null,null,null,null,null,null,null,null,"","","","","","","","","","","","",""]
[null,null,null,null,null,null,null,null,null,null,null,null,null,null,null,null,null,null,"","","","","","","","","","","","",""]
[null,null,null,null,null,null,null,null,null,null,null,null,null,null,null,null,null,null,"","","","","","","","","","","","",""]
[null,null,null,null,null,null,null,null,null,null,null,null,null,null,null,null,null,null,"","","","","","","","","","","","",""]
[null,null,null,null,null,null,null,null,null,null,null,null,null,null,null,null,null,null,"","","","","","","","","","","","",""]
[null,null,null,null,null,null,null,null,null,null,null,null,null,null,null,null,null,null,"","","","","","","","","","","","",""]
[null,null,null,null,null,null,null,null,null,null,null,null,null,null,null,null,null,null,"","","","","","","","","","","","",""]
[null,null,null,null,null,null,null,null,null,null,null,null,null,null,null,null,null,null,"","","","","","","","","","","","",""]
[null,null,null,null,null,null,null,null,null,null,null,null,null,null,null,null,null,null,"","","","","","","","","","","","",""]
[null,null,null,null,null,null,null,null,null,null,null,null,null,null,null,null,null,null,"","","","","","","","","","","","",""]
[null,null,null,null,null,null,null,null,null,null,null,null,null,null,null,null,null,null,"","","","","","","","","","","","",""]
[null,null,null,null,null,null,null,null,null,null,null,null,null,null,null,null,null,null,"","","","","","","","","","","","",""]
[null,null,null,null,null,null,null,null,null,null,null,null,null,null,null,null,null,null,"","","","","","","","","","","","",""]
[null,null,null,null,null,null,null,null,null,null,null,null,null,null,null,null,null,null,"","","","","","","","","","","","",""]
[null,null,null,null,null,null,null,null,null,null,null,null,null,null,null,null,null,null,"","","","","","","","","","","","",""]
[null,null,null,null,null,null,null,null,null,null,null,null,null,null,null,null,null,null,"","","","","","","","","","","","",""]
[null,null,null,null,null,null,null,null,null,null,null,null,null,null,null,null,null,null,"","","","","","","","","","","","",""]
[null,null,null,null,null,null,null,null,null,null,null,null,null,null,null,null,null,null,"","","","","","","","","","","","",""]
[null,null,null,null,null,null,null,null,null,null,null,null,null,null,null,null,null,null,"","","","","","","","","","","","",""]
[null,null,null,null,null,null,null,null,null,null,null,null,null,null,null,null,null,null,"","","","","","","","","","","","",""]
[null,null,null,null,null,null,null,null,null,null,null,null,null,null,null,null,null,null,"","","","","","","","","","","","",""]
[null,null,null,null,null,null,null,null,null,null,null,null,null,null,null,null,null,null,"","","","","","","","","","","","",""]
[null,null,null,null,null,null,null,null,null,null,null,null,null,null,null,null,null,null,"","","","","","","","","","","","",""]
[null,null,null,null,null,null,null,null,null,null,null,null,null,null,null,null,null,null,"","","","","","","","","","","","",""]
[null,null,null,null,null,null,null,null,null,null,null,null,null,null,null,null,null,null,"","","","","","","","","","","","",""]
[null,null,null,null,null,null,null,null,null,null,null,null,null,null,null,null,null,null,"","","","","","","","","","","","",""]
[null,null,null,null,null,null,null,null,null,null,null,null,null,null,null,null,null,null,"","","","","","","","","","","","",""]
[null,null,null,null,null,null,null,null,null,null,null,null,null,null,null,null,null,null,"","","","","","","","","","","","",""]
[null,null,null,null,null,null,null,null,null,null,null,null,null,null,null,null,null,null,"","","","","","","","","","","","",""]
[null,null,null,null,null,null,null,null,null,null,null,null,null,null,null,null,null,null,"","","","","","","","","","","","",""]
[null,null,null,null,null,null,null,null,null,null,null,null,null,null,null,null,null,null,"","","","","","","","","","","","",""]
[null,null,null,null,null,null,null,null,null,null,null,null,null,null,null,null,null,null,"","","","","","","","","","","","",""]
[null,null,null,null,null,null,null,null,null,null,null,null,null,null,null,null,null,null,"","","","","","","","","","","","",""]
[null,null,null,null,null,null,null,null,null,null,null,null,null,null,null,null,null,null,"","","","","","","","","","","","",""]
[null,null,null,null,null,null,null,null,null,null,null,null,null,null,null,null,null,null,"","","","","","","","","","","","",""]
[null,null,null,null,null,null,null,null,null,null,null,null,null,null,null,null,null,null,"","","","","","","","","","","","",""]
[null,null,null,null,null,null,null,null,null,null,null,null,null,null,null,null,null,null,"","","","","","","","","","","","",""]
[null,null,null,null,null,null,null,null,null,null,null,null,null,null,null,null,null,null,"","","","","","","","","","","","",""]
[null,null,null,null,null,null,null,null,null,null,null,null,null,null,null,null,null,null,"","","","","","","","","","","","",""]
[null,null,null,null,null,null,null,null,null,null,null,null,null,null,null,null,null,null,"","","","","","","","","","","","",""]
[null,null,null,null,null,null,null,null,null,null,null,null,null,null,null,null,null,null,{"$f":"IF(ISBLANK(A196),\"\",IFERROR(A196+5-5,A196))","v":""},"","","",{"$f":"IF(ISBLANK(J196),\"\",J196+0)","v":""},{"$f":"IF(ISBLANK(K196),\"\",IFERROR(K196+0,K196))","v":""},{"$f":"IF(ISBLANK(L196),\"\",VALUE(L196))","v":""},{"$f":"IF(ISBLANK(M196),\"\",VALUE(M196))","v":""},{"$f":"IF(ISBLANK(G196),\"\",G196)","v":""},{"$f":"IF(ISNUMBER(W196),MONTH(W196)*100+DAY(J196),\"\")","v":""},"","",""]
[null,null,null,null,null,null,null,null,null,null,null,null,null,null,null,null,null,null,"",{"$f":"IF(LEFT(X197)=\"<\",1,\"\")","v":""},{"$f":"IF(LEFT(X197)=\"<\",0,IF(LEFT(X197)=\"e\",IF(ISNUMBER(Z197),Z197,Y197),X197))","v":""},{"$f":"IF(U197=0,IF(ISNUMBER(Z197),Z197/2,Y197/2),U197)","v":""},"","","","","","",{"$f":"IF(AB197>=AA$2,IF(AB197<=AB$2,S197,\"\"),\"\")","v":""},{"$f":"IF(AB197>=AA$2,IF(AB197<=AB$2,T197,\"\"),\"\")","v":""},{"$f":"IF(AB197>=AA$2,IF(AB197<=AB$2,U197,\"\"),\"\")","v":""}]
[null,null,null,null,null,null,null,null,null,null,null,null,null,null,null,null,null,null,"","","","","","","","","","","","",""]
[null,null,null,null,null,null,null,null,null,null,null,null,null,null,null,null,null,null,"","","","","","","","","","","","",""]
[null,null,null,null,null,null,null,null,null,null,null,null,null,null,null,null,null,null,"","","","","","","","","","","","",""]
[null,null,null,null,null,null,null,null,null,null,null,null,null,null,null,null,null,null,"","","","","","","","","","","","",""]
[null,null,null,null,null,null,null,null,null,null,null,null,null,null,null,null,null,null,"","","","","","","","","","","","",""]
[null,null,null,null,null,null,null,null,null,null,null,null,null,null,null,null,null,null,"","","","","","","","","","","","",""]
[null,null,null,null,null,null,null,null,null,null,null,null,null,null,null,null,null,null,"","","","","","","","","","","","",""]
[null,null,null,null,null,null,null,null,null,null,null,null,null,null,null,null,null,null,"","","","","","","","","","","","",""]
[null,null,null,null,null,null,null,null,null,null,null,null,null,null,null,null,null,null,"","","","","","","","","","","","",""]
[null,null,null,null,null,null,null,null,null,null,null,null,null,null,null,null,null,null,"","","","","","","","","","","","",""]
[null,null,null,null,null,null,null,null,null,null,null,null,null,null,null,null,null,null,"","","","","","","","","","","","",""]
[null,null,null,null,null,null,null,null,null,null,null,null,null,null,null,null,null,null,"","","","","","","","","","","","",""]
[null,null,null,null,null,null,null,null,null,null,null,null,null,null,null,null,null,null,"","","","","","","","","","","","",""]
[null,null,null,null,null,null,null,null,null,null,null,null,null,null,null,null,null,null,"","","","","","","","","","","","",""]
[null,null,null,null,null,null,null,null,null,null,null,null,null,null,null,null,null,null,"","","","","","","","","","","","",""]
[null,null,null,null,null,null,null,null,null,null,null,null,null,null,null,null,null,null,"","","","","","","","","","","","",""]
[null,null,null,null,null,null,null,null,null,null,null,null,null,null,null,null,null,null,"","","","","","","","","","","","",""]
[null,null,null,null,null,null,null,null,null,null,null,null,null,null,null,null,null,null,"","","","","","","","","","","","",""]
[null,null,null,null,null,null,null,null,null,null,null,null,null,null,null,null,null,null,"","","","","","","","","","","","",""]
[null,null,null,null,null,null,null,null,null,null,null,null,null,null,null,null,null,null,"","","","","","","","","","","","",""]
[null,null,null,null,null,null,null,null,null,null,null,null,null,null,null,null,null,null,"","","","","","","","","","","","",""]
[null,null,null,null,null,null,null,null,null,null,null,null,null,null,null,null,null,null,"","","","","","","","","","","","",""]
[null,null,null,null,null,null,null,null,null,null,null,null,null,null,null,null,null,null,"","","","","","","","","","","","",""]
[null,null,null,null,null,null,null,null,null,null,null,null,null,null,null,null,null,null,"","","","","","","","","","","","",""]
[null,null,null,null,null,null,null,null,null,null,null,null,null,null,null,null,null,null,"","","","","","","","","","","","",""]
[null,null,null,null,null,null,null,null,null,null,null,null,null,null,null,null,null,null,"","","","","","","","","","","","",""]
[null,null,null,null,null,null,null,null,null,null,null,null,null,null,null,null,null,null,"","","","","","","","","","","","",""]
[null,null,null,null,null,null,null,null,null,null,null,null,null,null,null,null,null,null,"","","","","","","","","","","","",""]
[null,null,null,null,null,null,null,null,null,null,null,null,null,null,null,null,null,null,"","","","","","","","","","","","",""]
[null,null,null,null,null,null,null,null,null,null,null,null,null,null,null,null,null,null,"","","","","","","","","","","","",""]
[null,null,null,null,null,null,null,null,null,null,null,null,null,null,null,null,null,null,"","","","","","","","","","","","",""]
[null,null,null,null,null,null,null,null,null,null,null,null,null,null,null,null,null,null,"","","","","","","","","","","","",""]
[null,null,null,null,null,null,null,null,null,null,null,null,null,null,null,null,null,null,"","","","","","","","","","","","",""]
[null,null,null,null,null,null,null,null,null,null,null,null,null,null,null,null,null,null,"","","","","","","","","","","","",""]
[null,null,null,null,null,null,null,null,null,null,null,null,null,null,null,null,null,null,"","","","","","","","","","","","",""]
[null,null,null,null,null,null,null,null,null,null,null,null,null,null,null,null,null,null,"","","","","","","","","","","","",""]
[null,null,null,null,null,null,null,null,null,null,null,null,null,null,null,null,null,null,"","","","","","","","","","","","",""]
[null,null,null,null,null,null,null,null,null,null,null,null,null,null,null,null,null,null,"","","","","","","","","","","","",""]
[null,null,null,null,null,null,null,null,null,null,null,null,null,null,null,null,null,null,"","","","","","","","","","","","",""]
[null,null,null,null,null,null,null,null,null,null,null,null,null,null,null,null,null,null,"","","","","","","","","","","","",""]
[null,null,null,null,null,null,null,null,null,null,null,null,null,null,null,null,null,null,"","","","","","","","","","","","",""]
[null,null,null,null,null,null,null,null,null,null,null,null,null,null,null,null,null,null,"","","","","","","","","","","","",""]
[null,null,null,null,null,null,null,null,null,null,null,null,null,null,null,null,null,null,"","","","","","","","","","","","",""]
[null,null,null,null,null,null,null,null,null,null,null,null,null,null,null,null,null,null,"","","","","","","","","","","","",""]
[null,null,null,null,null,null,null,null,null,null,null,null,null,null,null,null,null,null,"","","","","","","","","","","","",""]
[null,null,null,null,null,null,null,null,null,null,null,null,null,null,null,null,null,null,"","","","","","","","","","","","",""]
[null,null,null,null,null,null,null,null,null,null,null,null,null,null,null,null,null,null,"","","","","","","","","","","","",""]
[null,null,null,null,null,null,null,null,null,null,null,null,null,null,null,null,null,null,"","","","","","","","","","","","",""]
[null,null,null,null,null,null,null,null,null,null,null,null,null,null,null,null,null,null,"","","","","","","","","","","","",""]
[null,null,null,null,null,null,null,null,null,null,null,null,null,null,null,null,null,null,"","","","","","","","","","","","",""]
[null,null,null,null,null,null,null,null,null,null,null,null,null,null,null,null,null,null,"","","","","","","","","","","","",""]
[null,null,null,null,null,null,null,null,null,null,null,null,null,null,null,null,null,null,"","","","","","","","","","","","",""]
[null,null,null,null,null,null,null,null,null,null,null,null,null,null,null,null,null,null,"","","","","","","","","","","","",""]
[null,null,null,null,null,null,null,null,null,null,null,null,null,null,null,null,null,null,"","","","","","","","","","","","",""]
[null,null,null,null,null,null,null,null,null,null,null,null,null,null,null,null,null,null,"","","","","","","","","","","","",""]
[null,null,null,null,null,null,null,null,null,null,null,null,null,null,null,null,null,null,"","","","","","","","","","","","",""]
[null,null,null,null,null,null,null,null,null,null,null,null,null,null,null,null,null,null,"","","","","","","","","","","","",""]
[null,null,null,null,null,null,null,null,null,null,null,null,null,null,null,null,null,null,"","","","","","","","","","","","",""]
[null,null,null,null,null,null,null,null,null,null,null,null,null,null,null,null,null,null,"","","","","","","","","","","","",""]
[null,null,null,null,null,null,null,null,null,null,null,null,null,null,null,null,null,null,"","","","","","","","","","","","",""]
[null,null,null,null,null,null,null,null,null,null,null,null,null,null,null,null,null,null,"","","","","","","","","","","","",""]
[null,null,null,null,null,null,null,null,null,null,null,null,null,null,null,null,null,null,"","","","","","","","","","","","",""]
[null,null,null,null,null,null,null,null,null,null,null,null,null,null,null,null,null,null,{"$f":"IF(ISBLANK(A260),\"\",IFERROR(A260+5-5,A260))","v":""},"","","",{"$f":"IF(ISBLANK(J260),\"\",J260+0)","v":""},{"$f":"IF(ISBLANK(K260),\"\",IFERROR(K260+0,K260))","v":""},{"$f":"IF(ISBLANK(L260),\"\",VALUE(L260))","v":""},{"$f":"IF(ISBLANK(M260),\"\",VALUE(M260))","v":""},{"$f":"IF(ISBLANK(G260),\"\",G260)","v":""},{"$f":"IF(ISNUMBER(W260),MONTH(W260)*100+DAY(J260),\"\")","v":""},"","",""]
[null,null,null,null,null,null,null,null,null,null,null,null,null,null,null,null,null,null,"",{"$f":"IF(LEFT(X261)=\"<\",1,\"\")","v":""},{"$f":"IF(LEFT(X261)=\"<\",0,IF(LEFT(X261)=\"e\",IF(ISNUMBER(Z261),Z261,Y261),X261))","v":""},{"$f":"IF(U261=0,IF(ISNUMBER(Z261),Z261/2,Y261/2),U261)","v":""},"","","","","","",{"$f":"IF(AB261>=AA$2,IF(AB261<=AB$2,S261,\"\"),\"\")","v":""},{"$f":"IF(AB261>=AA$2,IF(AB261<=AB$2,T261,\"\"),\"\")","v":""},{"$f":"IF(AB261>=AA$2,IF(AB261<=AB$2,U261,\"\"),\"\")","v":""}]
[null,null,null,null,null,null,null,null,null,null,null,null,null,null,null,null,null,null,"","","","","","","","","","","","",""]
[null,null,null,null,null,null,null,null,null,null,null,null,null,null,null,null,null,null,"","","","","","","","","","","","",""]
[null,null,null,null,null,null,null,null,null,null,null,null,null,null,null,null,null,null,"","","","","","","","","","","","",""]
[null,null,null,null,null,null,null,null,null,null,null,null,null,null,null,null,null,null,"","","","","","","","","","","","",""]
[null,null,null,null,null,null,null,null,null,null,null,null,null,null,null,null,null,null,"","","","","","","","","","","","",""]
[null,null,null,null,null,null,null,null,null,null,null,null,null,null,null,null,null,null,"","","","","","","","","","","","",""]
[null,null,null,null,null,null,null,null,null,null,null,null,null,null,null,null,null,null,"","","","","","","","","","","","",""]
[null,null,null,null,null,null,null,null,null,null,null,null,null,null,null,null,null,null,"","","","","","","","","","","","",""]
[null,null,null,null,null,null,null,null,null,null,null,null,null,null,null,null,null,null,"","","","","","","","","","","","",""]
[null,null,null,null,null,null,null,null,null,null,null,null,null,null,null,null,null,null,"","","","","","","","","","","","",""]
[null,null,null,null,null,null,null,null,null,null,null,null,null,null,null,null,null,null,"","","","","","","","","","","","",""]
[null,null,null,null,null,null,null,null,null,null,null,null,null,null,null,null,null,null,"","","","","","","","","","","","",""]
[null,null,null,null,null,null,null,null,null,null,null,null,null,null,null,null,null,null,"","","","","","","","","","","","",""]
[null,null,null,null,null,null,null,null,null,null,null,null,null,null,null,null,null,null,"","","","","","","","","","","","",""]
[null,null,null,null,null,null,null,null,null,null,null,null,null,null,null,null,null,null,"","","","","","","","","","","","",""]
[null,null,null,null,null,null,null,null,null,null,null,null,null,null,null,null,null,null,"","","","","","","","","","","","",""]
[null,null,null,null,null,null,null,null,null,null,null,null,null,null,null,null,null,null,"","","","","","","","","","","","",""]
[null,null,null,null,null,null,null,null,null,null,null,null,null,null,null,null,null,null,"","","","","","","","","","","","",""]
[null,null,null,null,null,null,null,null,null,null,null,null,null,null,null,null,null,null,"","","","","","","","","","","","",""]
[null,null,null,null,null,null,null,null,null,null,null,null,null,null,null,null,null,null,"","","","","","","","","","","","",""]
[null,null,null,null,null,null,null,null,null,null,null,null,null,null,null,null,null,null,"","","","","","","","","","","","",""]
[null,null,null,null,null,null,null,null,null,null,null,null,null,null,null,null,null,null,"","","","","","","","","","","","",""]
[null,null,null,null,null,null,null,null,null,null,null,null,null,null,null,null,null,null,"","","","","","","","","","","","",""]
[null,null,null,null,null,null,null,null,null,null,null,null,null,null,null,null,null,null,"","","","","","","","","","","","",""]
[null,null,null,null,null,null,null,null,null,null,null,null,null,null,null,null,null,null,"","","","","","","","","","","","",""]
[null,null,null,null,null,null,null,null,null,null,null,null,null,null,null,null,null,null,"","","","","","","","","","","","",""]
[null,null,null,null,null,null,null,null,null,null,null,null,null,null,null,null,null,null,"","","","","","","","","","","","",""]
[null,null,null,null,null,null,null,null,null,null,null,null,null,null,null,null,null,null,"","","","","","","","","","","","",""]
[null,null,null,null,null,null,null,null,null,null,null,null,null,null,null,null,null,null,"","","","","","","","","","","","",""]
[null,null,null,null,null,null,null,null,null,null,null,null,null,null,null,null,null,null,"","","","","","","","","","","","",""]
[null,null,null,null,null,null,null,null,null,null,null,null,null,null,null,null,null,null,"","","","","","","","","","","","",""]
[null,null,null,null,null,null,null,null,null,null,null,null,null,null,null,null,null,null,"","","","","","","","","","","","",""]
[null,null,null,null,null,null,null,null,null,null,null,null,null,null,null,null,null,null,"","","","","","","","","","","","",""]
[null,null,null,null,null,null,null,null,null,null,null,null,null,null,null,null,null,null,"","","","","","","","","","","","",""]
[null,null,null,null,null,null,null,null,null,null,null,null,null,null,null,null,null,null,"","","","","","","","","","","","",""]
[null,null,null,null,null,null,null,null,null,null,null,null,null,null,null,null,null,null,"","","","","","","","","","","","",""]
[null,null,null,null,null,null,null,null,null,null,null,null,null,null,null,null,null,null,"","","","","","","","","","","","",""]
[null,null,null,null,null,null,null,null,null,null,null,null,null,null,null,null,null,null,"","","","","","","","","","","","",""]
[null,null,null,null,null,null,null,null,null,null,null,null,null,null,null,null,null,null,"","","","","","","","","","","","",""]
[null,null,null,null,null,null,null,null,null,null,null,null,null,null,null,null,null,null,"","","","","","","","","","","","",""]
[null,null,null,null,null,null,null,null,null,null,null,null,null,null,null,null,null,null,"","","","","","","","","","","","",""]
[null,null,null,null,null,null,null,null,null,null,null,null,null,null,null,null,null,null,"","","","","","","","","","","","",""]
[null,null,null,null,null,null,null,null,null,null,null,null,null,null,null,null,null,null,"","","","","","","","","","","","",""]
[null,null,null,null,null,null,null,null,null,null,null,null,null,null,null,null,null,null,"","","","","","","","","","","","",""]
[null,null,null,null,null,null,null,null,null,null,null,null,null,null,null,null,null,null,"","","","","","","","","","","","",""]
[null,null,null,null,null,null,null,null,null,null,null,null,null,null,null,null,null,null,"","","","","","","","","","","","",""]
[null,null,null,null,null,null,null,null,null,null,null,null,null,null,null,null,null,null,"","","","","","","","","","","","",""]
[null,null,null,null,null,null,null,null,null,null,null,null,null,null,null,null,null,null,"","","","","","","","","","","","",""]
[null,null,null,null,null,null,null,null,null,null,null,null,null,null,null,null,null,null,"","","","","","","","","","","","",""]
[null,null,null,null,null,null,null,null,null,null,null,null,null,null,null,null,null,null,"","","","","","","","","","","","",""]
[null,null,null,null,null,null,null,null,null,null,null,null,null,null,null,null,null,null,"","","","","","","","","","","","",""]
[null,null,null,null,null,null,null,null,null,null,null,null,null,null,null,null,null,null,"","","","","","","","","","","","",""]
[null,null,null,null,null,null,null,null,null,null,null,null,null,null,null,null,null,null,"","","","","","","","","","","","",""]
[null,null,null,null,null,null,null,null,null,null,null,null,null,null,null,null,null,null,"","","","","","","","","","","","",""]
[null,null,null,null,null,null,null,null,null,null,null,null,null,null,null,null,null,null,"","","","","","","","","","","","",""]
[null,null,null,null,null,null,null,null,null,null,null,null,null,null,null,null,null,null,"","","","","","","","","","","","",""]
[null,null,null,null,null,null,null,null,null,null,null,null,null,null,null,null,null,null,"","","","","","","","","","","","",""]
[null,null,null,null,null,null,null,null,null,null,null,null,null,null,null,null,null,null,"","","","","","","","","","","","",""]
[null,null,null,null,null,null,null,null,null,null,null,null,null,null,null,null,null,null,"","","","","","","","","","","","",""]
[null,null,null,null,null,null,null,null,null,null,null,null,null,null,null,null,null,null,"","","","","","","","","","","","",""]
[null,null,null,null,null,null,null,null,null,null,null,null,null,null,null,null,null,null,"","","","","","","","","","","","",""]
[null,null,null,null,null,null,null,null,null,null,null,null,null,null,null,null,null,null,"","","","","","","","","","","","",""]
[null,null,null,null,null,null,null,null,null,null,null,null,null,null,null,null,null,null,{"$f":"IF(ISBLANK(A324),\"\",IFERROR(A324+5-5,A324))","v":""},"","","",{"$f":"IF(ISBLANK(J324),\"\",J324+0)","v":""},{"$f":"IF(ISBLANK(K324),\"\",IFERROR(K324+0,K324))","v":""},{"$f":"IF(ISBLANK(L324),\"\",VALUE(L324))","v":""},{"$f":"IF(ISBLANK(M324),\"\",VALUE(M324))","v":""},{"$f":"IF(ISBLANK(G324),\"\",G324)","v":""},{"$f":"IF(ISNUMBER(W324),MONTH(W324)*100+DAY(J324),\"\")","v":""},"","",""]
[null,null,null,null,null,null,null,null,null,null,null,null,null,null,null,null,null,null,"",{"$f":"IF(LEFT(X325)=\"<\",1,\"\")","v":""},{"$f":"IF(LEFT(X325)=\"<\",0,IF(LEFT(X325)=\"e\",IF(ISNUMBER(Z325),Z325,Y325),X325))","v":""},{"$f":"IF(U325=0,IF(ISNUMBER(Z325),Z325/2,Y325/2),U325)","v":""},"","","","","","",{"$f":"IF(AB325>=AA$2,IF(AB325<=AB$2,S325,\"\"),\"\")","v":""},{"$f":"IF(AB325>=AA$2,IF(AB325<=AB$2,T325,\"\"),\"\")","v":""},{"$f":"IF(AB325>=AA$2,IF(AB325<=AB$2,U325,\"\"),\"\")","v":""}]
[null,null,null,null,null,null,null,null,null,null,null,null,null,null,null,null,null,null,"","","","","","","","","","","","",""]
[null,null,null,null,null,null,null,null,null,null,null,null,null,null,null,null,null,null,"","","","","","","","","","","","",""]
[null,null,null,null,null,null,null,null,null,null,null,null,null,null,null,null,null,null,"","","","","","","","","","","","",""]
[null,null,null,null,null,null,null,null,null,null,null,null,null,null,null,null,null,null,"","","","","","","","","","","","",""]
[null,null,null,null,null,null,null,null,null,null,null,null,null,null,null,null,null,null,"","","","","","","","","","","","",""]
[null,null,null,null,null,null,null,null,null,null,null,null,null,null,null,null,null,null,"","","","","","","","","","","","",""]
[null,null,null,null,null,null,null,null,null,null,null,null,null,null,null,null,null,null,"","","","","","","","","","","","",""]
[null,null,null,null,null,null,null,null,null,null,null,null,null,null,null,null,null,null,"","","","","","","","","","","","",""]
[null,null,null,null,null,null,null,null,null,null,null,null,null,null,null,null,null,null,"","","","","","","","","","","","",""]
[null,null,null,null,null,null,null,null,null,null,null,null,null,null,null,null,null,null,"","","","","","","","","","","","",""]
[null,null,null,null,null,null,null,null,null,null,null,null,null,null,null,null,null,null,"","","","","","","","","","","","",""]
[null,null,null,null,null,null,null,null,null,null,null,null,null,null,null,null,null,null,"","","","","","","","","","","","",""]
[null,null,null,null,null,null,null,null,null,null,null,null,null,null,null,null,null,null,"","","","","","","","","","","","",""]
[null,null,null,null,null,null,null,null,null,null,null,null,null,null,null,null,null,null,"","","","","","","","","","","","",""]
[null,null,null,null,null,null,null,null,null,null,null,null,null,null,null,null,null,null,"","","","","","","","","","","","",""]
[null,null,null,null,null,null,null,null,null,null,null,null,null,null,null,null,null,null,"","","","","","","","","","","","",""]
[null,null,null,null,null,null,null,null,null,null,null,null,null,null,null,null,null,null,"","","","","","","","","","","","",""]
[null,null,null,null,null,null,null,null,null,null,null,null,null,null,null,null,null,null,"","","","","","","","","","","","",""]
[null,null,null,null,null,null,null,null,null,null,null,null,null,null,null,null,null,null,"","","","","","","","","","","","",""]
[null,null,null,null,null,null,null,null,null,null,null,null,null,null,null,null,null,null,"","","","","","","","","","","","",""]
[null,null,null,null,null,null,null,null,null,null,null,null,null,null,null,null,null,null,"","","","","","","","","","","","",""]
[null,null,null,null,null,null,null,null,null,null,null,null,null,null,null,null,null,null,"","","","","","","","","","","","",""]
[null,null,null,null,null,null,null,null,null,null,null,null,null,null,null,null,null,null,"","","","","","","","","","","","",""]
[null,null,null,null,null,null,null,null,null,null,null,null,null,null,null,null,null,null,"","","","","","","","","","","","",""]
[null,null,null,null,null,null,null,null,null,null,null,null,null,null,null,null,null,null,"","","","","","","","","","","","",""]
[null,null,null,null,null,null,null,null,null,null,null,null,null,null,null,null,null,null,"","","","","","","","","","","","",""]
[null,null,null,null,null,null,null,null,null,null,null,null,null,null,null,null,null,null,"","","","","","","","","","","","",""]
[null,null,null,null,null,null,null,null,null,null,null,null,null,null,null,null,null,null,"","","","","","","","","","","","",""]
[null,null,null,null,null,null,null,null,null,null,null,null,null,null,null,null,null,null,"","","","","","","","","","","","",""]
[null,null,null,null,null,null,null,null,null,null,null,null,null,null,null,null,null,null,"","","","","","","","","","","","",""]
[null,null,null,null,null,null,null,null,null,null,null,null,null,null,null,null,null,null,"","","","","","","","","","","","",""]
[null,null,null,null,null,null,null,null,null,null,null,null,null,null,null,null,null,null,"","","","","","","","","","","","",""]
[null,null,null,null,null,null,null,null,null,null,null,null,null,null,null,null,null,null,"","","","","","","","","","","","",""]
[null,null,null,null,null,null,null,null,null,null,null,null,null,null,null,null,null,null,"","","","","","","","","","","","",""]
[null,null,null,null,null,null,null,null,null,null,null,null,null,null,null,null,null,null,"","","","","","","","","","","","",""]
[null,null,null,null,null,null,null,null,null,null,null,null,null,null,null,null,null,null,"","","","","","","","","","","","",""]
[null,null,null,null,null,null,null,null,null,null,null,null,null,null,null,null,null,null,"","","","","","","","","","","","",""]
[null,null,null,null,null,null,null,null,null,null,null,null,null,null,null,null,null,null,"","","","","","","","","","","","",""]
[null,null,null,null,null,null,null,null,null,null,null,null,null,null,null,null,null,null,"","","","","","","","","","","","",""]
[null,null,null,null,null,null,null,null,null,null,null,null,null,null,null,null,null,null,"","","","","","","","","","","","",""]
[null,null,null,null,null,null,null,null,null,null,null,null,null,null,null,null,null,null,"","","","","","","","","","","","",""]
[null,null,null,null,null,null,null,null,null,null,null,null,null,null,null,null,null,null,"","","","","","","","","","","","",""]
[null,null,null,null,null,null,null,null,null,null,null,null,null,null,null,null,null,null,"","","","","","","","","","","","",""]
[null,null,null,null,null,null,null,null,null,null,null,null,null,null,null,null,null,null,"","","","","","","","","","","","",""]
[null,null,null,null,null,null,null,null,null,null,null,null,null,null,null,null,null,null,"","","","","","","","","","","","",""]
[null,null,null,null,null,null,null,null,null,null,null,null,null,null,null,null,null,null,"","","","","","","","","","","","",""]
[null,null,null,null,null,null,null,null,null,null,null,null,null,null,null,null,null,null,"","","","","","","","","","","","",""]
[null,null,null,null,null,null,null,null,null,null,null,null,null,null,null,null,null,null,"","","","","","","","","","","","",""]
[null,null,null,null,null,null,null,null,null,null,null,null,null,null,null,null,null,null,"","","","","","","","","","","","",""]
[null,null,null,null,null,null,null,null,null,null,null,null,null,null,null,null,null,null,"","","","","","","","","","","","",""]
[null,null,null,null,null,null,null,null,null,null,null,null,null,null,null,null,null,null,"","","","","","","","","","","","",""]
[null,null,null,null,null,null,null,null,null,null,null,null,null,null,null,null,null,null,"","","","","","","","","","","","",""]
[null,null,null,null,null,null,null,null,null,null,null,null,null,null,null,null,null,null,"","","","","","","","","","","","",""]
[null,null,null,null,null,null,null,null,null,null,null,null,null,null,null,null,null,null,"","","","","","","","","","","","",""]
[null,null,null,null,null,null,null,null,null,null,null,null,null,null,null,null,null,null,"","","","","","","","","","","","",""]
[null,null,null,null,null,null,null,null,null,null,null,null,null,null,null,null,null,null,"","","","","","","","","","","","",""]
[null,null,null,null,null,null,null,null,null,null,null,null,null,null,null,null,null,null,"","","","","","","","","","","","",""]
[null,null,null,null,null,null,null,null,null,null,null,null,null,null,null,null,null,null,"","","","","","","","","","","","",""]
[null,null,null,null,null,null,null,null,null,null,null,null,null,null,null,null,null,null,"","","","","","","","","","","","",""]
[null,null,null,null,null,null,null,null,null,null,null,null,null,null,null,null,null,null,"","","","","","","","","","","","",""]
[null,null,null,null,null,null,null,null,null,null,null,null,null,null,null,null,null,null,"","","","","","","","","","","","",""]
[null,null,null,null,null,null,null,null,null,null,null,null,null,null,null,null,null,null,"","","","","","","","","","","","",""]
[null,null,null,null,null,null,null,null,null,null,null,null,null,null,null,null,null,null,{"$f":"IF(ISBLANK(A388),\"\",IFERROR(A388+5-5,A388))","v":""},"","","",{"$f":"IF(ISBLANK(J388),\"\",J388+0)","v":""},{"$f":"IF(ISBLANK(K388),\"\",IFERROR(K388+0,K388))","v":""},{"$f":"IF(ISBLANK(L388),\"\",VALUE(L388))","v":""},{"$f":"IF(ISBLANK(M388),\"\",VALUE(M388))","v":""},{"$f":"IF(ISBLANK(G388),\"\",G388)","v":""},{"$f":"IF(ISNUMBER(W388),MONTH(W388)*100+DAY(J388),\"\")","v":""},"","",""]
[null,null,null,null,null,null,null,null,null,null,null,null,null,null,null,null,null,null,"",{"$f":"IF(LEFT(X389)=\"<\",1,\"\")","v":""},{"$f":"IF(LEFT(X389)=\"<\",0,IF(LEFT(X389)=\"e\",IF(ISNUMBER(Z389),Z389,Y389),X389))","v":""},{"$f":"IF(U389=0,IF(ISNUMBER(Z389),Z389/2,Y389/2),U389)","v":""},"","","","","","",{"$f":"IF(AB389>=AA$2,IF(AB389<=AB$2,S389,\"\"),\"\")","v":""},{"$f":"IF(AB389>=AA$2,IF(AB389<=AB$2,T389,\"\"),\"\")","v":""},{"$f":"IF(AB389>=AA$2,IF(AB389<=AB$2,U389,\"\"),\"\")","v":""}]
[null,null,null,null,null,null,null,null,null,null,null,null,null,null,null,null,null,null,"","","","","","","","","","","","",""]
[null,null,null,null,null,null,null,null,null,null,null,null,null,null,null,null,null,null,"","","","","","","","","","","","",""]
[null,null,null,null,null,null,null,null,null,null,null,null,null,null,null,null,null,null,"","","","","","","","","","","","",""]
[null,null,null,null,null,null,null,null,null,null,null,null,null,null,null,null,null,null,"","","","","","","","","","","","",""]
[null,null,null,null,null,null,null,null,null,null,null,null,null,null,null,null,null,null,"","","","","","","","","","","","",""]
[null,null,null,null,null,null,null,null,null,null,null,null,null,null,null,null,null,null,"","","","","","","","","","","","",""]
[null,null,null,null,null,null,null,null,null,null,null,null,null,null,null,null,null,null,"","","","","","","","","","","","",""]
[null,null,null,null,null,null,null,null,null,null,null,null,null,null,null,null,null,null,"","","","","","","","","","","","",""]
[null,null,null,null,null,null,null,null,null,null,null,null,null,null,null,null,null,null,"","","","","","","","","","","","",""]
[null,null,null,null,null,null,null,null,null,null,null,null,null,null,null,null,null,null,"","","","","","","","","","","","",""]
[null,null,null,null,null,null,null,null,null,null,null,null,null,null,null,null,null,null,"","","","","","","","","","","","",""]
[null,null,null,null,null,null,null,null,null,null,null,null,null,null,null,null,null,null,"","","","","","","","","","","","",""]
[null,null,null,null,null,null,null,null,null,null,null,null,null,null,null,null,null,null,"","","","","","","","","","","","",""]
[null,null,null,null,null,null,null,null,null,null,null,null,null,null,null,null,null,null,"","","","","","","","","","","","",""]
[null,null,null,null,null,null,null,null,null,null,null,null,null,null,null,null,null,null,"","","","","","","","","","","","",""]
[null,null,null,null,null,null,null,null,null,null,null,null,null,null,null,null,null,null,"","","","","","","","","","","","",""]
[null,null,null,null,null,null,null,null,null,null,null,null,null,null,null,null,null,null,"","","","","","","","","","","","",""]
[null,null,null,null,null,null,null,null,null,null,null,null,null,null,null,null,null,null,"","","","","","","","","","","","",""]
[null,null,null,null,null,null,null,null,null,null,null,null,null,null,null,null,null,null,"","","","","","","","","","","","",""]
[null,null,null,null,null,null,null,null,null,null,null,null,null,null,null,null,null,null,"","","","","","","","","","","","",""]
[null,null,null,null,null,null,null,null,null,null,null,null,null,null,null,null,null,null,"","","","","","","","","","","","",""]
[null,null,null,null,null,null,null,null,null,null,null,null,null,null,null,null,null,null,"","","","","","","","","","","","",""]
[null,null,null,null,null,null,null,null,null,null,null,null,null,null,null,null,null,null,"","","","","","","","","","","","",""]
[null,null,null,null,null,null,null,null,null,null,null,null,null,null,null,null,null,null,"","","","","","","","","","","","",""]
[null,null,null,null,null,null,null,null,null,null,null,null,null,null,null,null,null,null,"","","","","","","","","","","","",""]
[null,null,null,null,null,null,null,null,null,null,null,null,null,null,null,null,null,null,"","","","","","","","","","","","",""]
[null,null,null,null,null,null,null,null,null,null,null,null,null,null,null,null,null,null,"","","","","","","","","","","","",""]
[null,null,null,null,null,null,null,null,null,null,null,null,null,null,null,null,null,null,"","","","","","","","","","","","",""]
[null,null,null,null,null,null,null,null,null,null,null,null,null,null,null,null,null,null,"","","","","","","","","","","","",""]
[null,null,null,null,null,null,null,null,null,null,null,null,null,null,null,null,null,null,"","","","","","","","","","","","",""]
[null,null,null,null,null,null,null,null,null,null,null,null,null,null,null,null,null,null,"","","","","","","","","","","","",""]
[null,null,null,null,null,null,null,null,null,null,null,null,null,null,null,null,null,null,"","","","","","","","","","","","",""]
[null,null,null,null,null,null,null,null,null,null,null,null,null,null,null,null,null,null,"","","","","","","","","","","","",""]
[null,null,null,null,null,null,null,null,null,null,null,null,null,null,null,null,null,null,"","","","","","","","","","","","",""]
[null,null,null,null,null,null,null,null,null,null,null,null,null,null,null,null,null,null,"","","","","","","","","","","","",""]
[null,null,null,null,null,null,null,null,null,null,null,null,null,null,null,null,null,null,"","","","","","","","","","","","",""]
[null,null,null,null,null,null,null,null,null,null,null,null,null,null,null,null,null,null,"","","","","","","","","","","","",""]
[null,null,null,null,null,null,null,null,null,null,null,null,null,null,null,null,null,null,"","","","","","","","","","","","",""]
[null,null,null,null,null,null,null,null,null,null,null,null,null,null,null,null,null,null,"","","","","","","","","","","","",""]
[null,null,null,null,null,null,null,null,null,null,null,null,null,null,null,null,null,null,"","","","","","","","","","","","",""]
[null,null,null,null,null,null,null,null,null,null,null,null,null,null,null,null,null,null,"","","","","","","","","","","","",""]
[null,null,null,null,null,null,null,null,null,null,null,null,null,null,null,null,null,null,"","","","","","","","","","","","",""]
[null,null,null,null,null,null,null,null,null,null,null,null,null,null,null,null,null,null,"","","","","","","","","","","","",""]
[null,null,null,null,null,null,null,null,null,null,null,null,null,null,null,null,null,null,"","","","","","","","","","","","",""]
[null,null,null,null,null,null,null,null,null,null,null,null,null,null,null,null,null,null,"","","","","","","","","","","","",""]
[null,null,null,null,null,null,null,null,null,null,null,null,null,null,null,null,null,null,"","","","","","","","","","","","",""]
[null,null,null,null,null,null,null,null,null,null,null,null,null,null,null,null,null,null,"","","","","","","","","","","","",""]
[null,null,null,null,null,null,null,null,null,null,null,null,null,null,null,null,null,null,"","","","","","","","","","","","",""]
[null,null,null,null,null,null,null,null,null,null,null,null,null,null,null,null,null,null,"","","","","","","","","","","","",""]
[null,null,null,null,null,null,null,null,null,null,null,null,null,null,null,null,null,null,"","","","","","","","","","","","",""]
[null,null,null,null,null,null,null,null,null,null,null,null,null,null,null,null,null,null,"","","","","","","","","","","","",""]
[null,null,null,null,null,null,null,null,null,null,null,null,null,null,null,null,null,null,"","","","","","","","","","","","",""]
[null,null,null,null,null,null,null,null,null,null,null,null,null,null,null,null,null,null,"","","","","","","","","","","","",""]
[null,null,null,null,null,null,null,null,null,null,null,null,null,null,null,null,null,null,"","","","","","","","","","","","",""]
[null,null,null,null,null,null,null,null,null,null,null,null,null,null,null,null,null,null,"","","","","","","","","","","","",""]
[null,null,null,null,null,null,null,null,null,null,null,null,null,null,null,null,null,null,"","","","","","","","","","","","",""]
[null,null,null,null,null,null,null,null,null,null,null,null,null,null,null,null,null,null,"","","","","","","","","","","","",""]
[null,null,null,null,null,null,null,null,null,null,null,null,null,null,null,null,null,null,"","","","","","","","","","","","",""]
[null,null,null,null,null,null,null,null,null,null,null,null,null,null,null,null,null,null,"","","","","","","","","","","","",""]
[null,null,null,null,null,null,null,null,null,null,null,null,null,null,null,null,null,null,"","","","","","","","","","","","",""]
[null,null,null,null,null,null,null,null,null,null,null,null,null,null,null,null,null,null,"","","","","","","","","","","","",""]
[null,null,null,null,null,null,null,null,null,null,null,null,null,null,null,null,null,null,"","","","","","","","","","","","",""]
[null,null,null,null,null,null,null,null,null,null,null,null,null,null,null,null,null,null,{"$f":"IF(ISBLANK(A452),\"\",IFERROR(A452+5-5,A452))","v":""},"","","",{"$f":"IF(ISBLANK(J452),\"\",J452+0)","v":""},{"$f":"IF(ISBLANK(K452),\"\",IFERROR(K452+0,K452))","v":""},{"$f":"IF(ISBLANK(L452),\"\",VALUE(L452))","v":""},{"$f":"IF(ISBLANK(M452),\"\",VALUE(M452))","v":""},{"$f":"IF(ISBLANK(G452),\"\",G452)","v":""},{"$f":"IF(ISNUMBER(W452),MONTH(W452)*100+DAY(J452),\"\")","v":""},"","",""]
[null,null,null,null,null,null,null,null,null,null,null,null,null,null,null,null,null,null,"",{"$f":"IF(LEFT(X453)=\"<\",1,\"\")","v":""},{"$f":"IF(LEFT(X453)=\"<\",0,IF(LEFT(X453)=\"e\",IF(ISNUMBER(Z453),Z453,Y453),X453))","v":""},{"$f":"IF(U453=0,IF(ISNUMBER(Z453),Z453/2,Y453/2),U453)","v":""},"","","","","","",{"$f":"IF(AB453>=AA$2,IF(AB453<=AB$2,S453,\"\"),\"\")","v":""},{"$f":"IF(AB453>=AA$2,IF(AB453<=AB$2,T453,\"\"),\"\")","v":""},{"$f":"IF(AB453>=AA$2,IF(AB453<=AB$2,U453,\"\"),\"\")","v":""}]
[null,null,null,null,null,null,null,null,null,null,null,null,null,null,null,null,null,null,"","","","","","","","","","","","",""]
[null,null,null,null,null,null,null,null,null,null,null,null,null,null,null,null,null,null,"","","","","","","","","","","","",""]
[null,null,null,null,null,null,null,null,null,null,null,null,null,null,null,null,null,null,"","","","","","","","","","","","",""]
[null,null,null,null,null,null,null,null,null,null,null,null,null,null,null,null,null,null,"","","","","","","","","","","","",""]
[null,null,null,null,null,null,null,null,null,null,null,null,null,null,null,null,null,null,"","","","","","","","","","","","",""]
[null,null,null,null,null,null,null,null,null,null,null,null,null,null,null,null,null,null,"","","","","","","","","","","","",""]
[null,null,null,null,null,null,null,null,null,null,null,null,null,null,null,null,null,null,"","","","","","","","","","","","",""]
[null,null,null,null,null,null,null,null,null,null,null,null,null,null,null,null,null,null,"","","","","","","","","","","","",""]
[null,null,null,null,null,null,null,null,null,null,null,null,null,null,null,null,null,null,"","","","","","","","","","","","",""]
[null,null,null,null,null,null,null,null,null,null,null,null,null,null,null,null,null,null,"","","","","","","","","","","","",""]
[null,null,null,null,null,null,null,null,null,null,null,null,null,null,null,null,null,null,"","","","","","","","","","","","",""]
[null,null,null,null,null,null,null,null,null,null,null,null,null,null,null,null,null,null,"","","","","","","","","","","","",""]
[null,null,null,null,null,null,null,null,null,null,null,null,null,null,null,null,null,null,"","","","","","","","","","","","",""]
[null,null,null,null,null,null,null,null,null,null,null,null,null,null,null,null,null,null,"","","","","","","","","","","","",""]
[null,null,null,null,null,null,null,null,null,null,null,null,null,null,null,null,null,null,"","","","","","","","","","","","",""]
[null,null,null,null,null,null,null,null,null,null,null,null,null,null,null,null,null,null,"","","","","","","","","","","","",""]
[null,null,null,null,null,null,null,null,null,null,null,null,null,null,null,null,null,null,"","","","","","","","","","","","",""]
[null,null,null,null,null,null,null,null,null,null,null,null,null,null,null,null,null,null,"","","","","","","","","","","","",""]
[null,null,null,null,null,null,null,null,null,null,null,null,null,null,null,null,null,null,"","","","","","","","","","","","",""]
[null,null,null,null,null,null,null,null,null,null,null,null,null,null,null,null,null,null,"","","","","","","","","","","","",""]
[null,null,null,null,null,null,null,null,null,null,null,null,null,null,null,null,null,null,"","","","","","","","","","","","",""]
[null,null,null,null,null,null,null,null,null,null,null,null,null,null,null,null,null,null,"","","","","","","","","","","","",""]
[null,null,null,null,null,null,null,null,null,null,null,null,null,null,null,null,null,null,"","","","","","","","","","","","",""]
[null,null,null,null,null,null,null,null,null,null,null,null,null,null,null,null,null,null,"","","","","","","","","","","","",""]
[null,null,null,null,null,null,null,null,null,null,null,null,null,null,null,null,null,null,"","","","","","","","","","","","",""]
[null,null,null,null,null,null,null,null,null,null,null,null,null,null,null,null,null,null,"","","","","","","","","","","","",""]
[null,null,null,null,null,null,null,null,null,null,null,null,null,null,null,null,null,null,"","","","","","","","","","","","",""]
[null,null,null,null,null,null,null,null,null,null,null,null,null,null,null,null,null,null,"","","","","","","","","","","","",""]
[null,null,null,null,null,null,null,null,null,null,null,null,null,null,null,null,null,null,"","","","","","","","","","","","",""]
[null,null,null,null,null,null,null,null,null,null,null,null,null,null,null,null,null,null,"","","","","","","","","","","","",""]
[null,null,null,null,null,null,null,null,null,null,null,null,null,null,null,null,null,null,"","","","","","","","","","","","",""]
[null,null,null,null,null,null,null,null,null,null,null,null,null,null,null,null,null,null,"","","","","","","","","","","","",""]
[null,null,null,null,null,null,null,null,null,null,null,null,null,null,null,null,null,null,"","","","","","","","","","","","",""]
[null,null,null,null,null,null,null,null,null,null,null,null,null,null,null,null,null,null,"","","","","","","","","","","","",""]
[null,null,null,null,null,null,null,null,null,null,null,null,null,null,null,null,null,null,"","","","","","","","","","","","",""]
[null,null,null,null,null,null,null,null,null,null,null,null,null,null,null,null,null,null,"","","","","","","","","","","","",""]
[null,null,null,null,null,null,null,null,null,null,null,null,null,null,null,null,null,null,"","","","","","","","","","","","",""]
[null,null,null,null,null,null,null,null,null,null,null,null,null,null,null,null,null,null,"","","","","","","","","","","","",""]
[null,null,null,null,null,null,null,null,null,null,null,null,null,null,null,null,null,null,"","","","","","","","","","","","",""]
[null,null,null,null,null,null,null,null,null,null,null,null,null,null,null,null,null,null,"","","","","","","","","","","","",""]
[null,null,null,null,null,null,null,null,null,null,null,null,null,null,null,null,null,null,"","","","","","","","","","","","",""]
[null,null,null,null,null,null,null,null,null,null,null,null,null,null,null,null,null,null,"","","","","","","","","","","","",""]
[null,null,null,null,null,null,null,null,null,null,null,null,null,null,null,null,null,null,"","","","","","","","","","","","",""]
[null,null,null,null,null,null,null,null,null,null,null,null,null,null,null,null,null,null,"","","","","","","","","","","","",""]
[null,null,null,null,null,null,null,null,null,null,null,null,null,null,null,null,null,null,"","","","","","","","","","","","",""]
[null,null,null,null,null,null,null,null,null,null,null,null,null,null,null,null,null,null,"","","","","","","","","","","","",""]
[null,null,null,null,null,null,null,null,null,null,null,null,null,null,null,null,null,null,"","","","","","","","","","","","",""]
[null,null,null,null,null,null,null,null,null,null,null,null,null,null,null,null,null,null,"","","","","","","","","","","","",""]
[null,null,null,null,null,null,null,null,null,null,null,null,null,null,null,null,null,null,"","","","","","","","","","","","",""]
[null,null,null,null,null,null,null,null,null,null,null,null,null,null,null,null,null,null,"","","","","","","","","","","","",""]
[null,null,null,null,null,null,null,null,null,null,null,null,null,null,null,null,null,null,"","","","","","","","","","","","",""]
[null,null,null,null,null,null,null,null,null,null,null,null,null,null,null,null,null,null,"","","","","","","","","","","","",""]
[null,null,null,null,null,null,null,null,null,null,null,null,null,null,null,null,null,null,"","","","","","","","","","","","",""]
[null,null,null,null,null,null,null,null,null,null,null,null,null,null,null,null,null,null,"","","","","","","","","","","","",""]
[null,null,null,null,null,null,null,null,null,null,null,null,null,null,null,null,null,null,"","","","","","","","","","","","",""]
[null,null,null,null,null,null,null,null,null,null,null,null,null,null,null,null,null,null,"","","","","","","","","","","","",""]
[null,null,null,null,null,null,null,null,null,null,null,null,null,null,null,null,null,null,"","","","","","","","","","","","",""]
[null,null,null,null,null,null,null,null,null,null,null,null,null,null,null,null,null,null,"","","","","","","","","","","","",""]
[null,null,null,null,null,null,null,null,null,null,null,null,null,null,null,null,null,null,"","","","","","","","","","","","",""]
[null,null,null,null,null,null,null,null,null,null,null,null,null,null,null,null,null,null,"","","","","","","","","","","","",""]
[null,null,null,null,null,null,null,null,null,null,null,null,null,null,null,null,null,null,"","","","","","","","","","","","",""]
[null,null,null,null,null,null,null,null,null,null,null,null,null,null,null,null,null,null,"","","","","","","","","","","","",""]
[null,null,null,null,null,null,null,null,null,null,null,null,null,null,null,null,null,null,{"$f":"IF(ISBLANK(A516),\"\",IFERROR(A516+5-5,A516))","v":""},"","","",{"$f":"IF(ISBLANK(J516),\"\",J516+0)","v":""},{"$f":"IF(ISBLANK(K516),\"\",IFERROR(K516+0,K516))","v":""},{"$f":"IF(ISBLANK(L516),\"\",VALUE(L516))","v":""},{"$f":"IF(ISBLANK(M516),\"\",VALUE(M516))","v":""},{"$f":"IF(ISBLANK(G516),\"\",G516)","v":""},{"$f":"IF(ISNUMBER(W516),MONTH(W516)*100+DAY(J516),\"\")","v":""},"","",""]
[null,null,null,null,null,null,null,null,null,null,null,null,null,null,null,null,null,null,"",{"$f":"IF(LEFT(X517)=\"<\",1,\"\")","v":""},{"$f":"IF(LEFT(X517)=\"<\",0,IF(LEFT(X517)=\"e\",IF(ISNUMBER(Z517),Z517,Y517),X517))","v":""},{"$f":"IF(U517=0,IF(ISNUMBER(Z517),Z517/2,Y517/2),U517)","v":""},"","","","","","",{"$f":"IF(AB517>=AA$2,IF(AB517<=AB$2,S517,\"\"),\"\")","v":""},{"$f":"IF(AB517>=AA$2,IF(AB517<=AB$2,T517,\"\"),\"\")","v":""},{"$f":"IF(AB517>=AA$2,IF(AB517<=AB$2,U517,\"\"),\"\")","v":""}]
[null,null,null,null,null,null,null,null,null,null,null,null,null,null,null,null,null,null,"","","","","","","","","","","","",""]
[null,null,null,null,null,null,null,null,null,null,null,null,null,null,null,null,null,null,"","","","","","","","","","","","",""]
[null,null,null,null,null,null,null,null,null,null,null,null,null,null,null,null,null,null,"","","","","","","","","","","","",""]
[null,null,null,null,null,null,null,null,null,null,null,null,null,null,null,null,null,null,"","","","","","","","","","","","",""]
[null,null,null,null,null,null,null,null,null,null,null,null,null,null,null,null,null,null,"","","","","","","","","","","","",""]
[null,null,null,null,null,null,null,null,null,null,null,null,null,null,null,null,null,null,"","","","","","","","","","","","",""]
[null,null,null,null,null,null,null,null,null,null,null,null,null,null,null,null,null,null,"","","","","","","","","","","","",""]
[null,null,null,null,null,null,null,null,null,null,null,null,null,null,null,null,null,null,"","","","","","","","","","","","",""]
[null,null,null,null,null,null,null,null,null,null,null,null,null,null,null,null,null,null,"","","","","","","","","","","","",""]
[null,null,null,null,null,null,null,null,null,null,null,null,null,null,null,null,null,null,"","","","","","","","","","","","",""]
[null,null,null,null,null,null,null,null,null,null,null,null,null,null,null,null,null,null,"","","","","","","","","","","","",""]
[null,null,null,null,null,null,null,null,null,null,null,null,null,null,null,null,null,null,"","","","","","","","","","","","",""]
[null,null,null,null,null,null,null,null,null,null,null,null,null,null,null,null,null,null,"","","","","","","","","","","","",""]
[null,null,null,null,null,null,null,null,null,null,null,null,null,null,null,null,null,null,"","","","","","","","","","","","",""]
[null,null,null,null,null,null,null,null,null,null,null,null,null,null,null,null,null,null,"","","","","","","","","","","","",""]
[null,null,null,null,null,null,null,null,null,null,null,null,null,null,null,null,null,null,"","","","","","","","","","","","",""]
[null,null,null,null,null,null,null,null,null,null,null,null,null,null,null,null,null,null,"","","","","","","","","","","","",""]
[null,null,null,null,null,null,null,null,null,null,null,null,null,null,null,null,null,null,"","","","","","","","","","","","",""]
[null,null,null,null,null,null,null,null,null,null,null,null,null,null,null,null,null,null,"","","","","","","","","","","","",""]
[null,null,null,null,null,null,null,null,null,null,null,null,null,null,null,null,null,null,"","","","","","","","","","","","",""]
[null,null,null,null,null,null,null,null,null,null,null,null,null,null,null,null,null,null,"","","","","","","","","","","","",""]
[null,null,null,null,null,null,null,null,null,null,null,null,null,null,null,null,null,null,"","","","","","","","","","","","",""]
[null,null,null,null,null,null,null,null,null,null,null,null,null,null,null,null,null,null,"","","","","","","","","","","","",""]
[null,null,null,null,null,null,null,null,null,null,null,null,null,null,null,null,null,null,"","","","","","","","","","","","",""]
[null,null,null,null,null,null,null,null,null,null,null,null,null,null,null,null,null,null,"","","","","","","","","","","","",""]
[null,null,null,null,null,null,null,null,null,null,null,null,null,null,null,null,null,null,"","","","","","","","","","","","",""]
[null,null,null,null,null,null,null,null,null,null,null,null,null,null,null,null,null,null,"","","","","","","","","","","","",""]
[null,null,null,null,null,null,null,null,null,null,null,null,null,null,null,null,null,null,"","","","","","","","","","","","",""]
[null,null,null,null,null,null,null,null,null,null,null,null,null,null,null,null,null,null,"","","","","","","","","","","","",""]
[null,null,null,null,null,null,null,null,null,null,null,null,null,null,null,null,null,null,"","","","","","","","","","","","",""]
[null,null,null,null,null,null,null,null,null,null,null,null,null,null,null,null,null,null,"","","","","","","","","","","","",""]
[null,null,null,null,null,null,null,null,null,null,null,null,null,null,null,null,null,null,"","","","","","","","","","","","",""]
[null,null,null,null,null,null,null,null,null,null,null,null,null,null,null,null,null,null,"","","","","","","","","","","","",""]
[null,null,null,null,null,null,null,null,null,null,null,null,null,null,null,null,null,null,"","","","","","","","","","","","",""]
[null,null,null,null,null,null,null,null,null,null,null,null,null,null,null,null,null,null,"","","","","","","","","","","","",""]
[null,null,null,null,null,null,null,null,null,null,null,null,null,null,null,null,null,null,"","","","","","","","","","","","",""]
[null,null,null,null,null,null,null,null,null,null,null,null,null,null,null,null,null,null,"","","","","","","","","","","","",""]
[null,null,null,null,null,null,null,null,null,null,null,null,null,null,null,null,null,null,"","","","","","","","","","","","",""]
[null,null,null,null,null,null,null,null,null,null,null,null,null,null,null,null,null,null,"","","","","","","","","","","","",""]
[null,null,null,null,null,null,null,null,null,null,null,null,null,null,null,null,null,null,"","","","","","","","","","","","",""]
[null,null,null,null,null,null,null,null,null,null,null,null,null,null,null,null,null,null,"","","","","","","","","","","","",""]
[null,null,null,null,null,null,null,null,null,null,null,null,null,null,null,null,null,null,"","","","","","","","","","","","",""]
[null,null,null,null,null,null,null,null,null,null,null,null,null,null,null,null,null,null,"","","","","","","","","","","","",""]
[null,null,null,null,null,null,null,null,null,null,null,null,null,null,null,null,null,null,"","","","","","","","","","","","",""]
[null,null,null,null,null,null,null,null,null,null,null,null,null,null,null,null,null,null,"","","","","","","","","","","","",""]
[null,null,null,null,null,null,null,null,null,null,null,null,null,null,null,null,null,null,"","","","","","","","","","","","",""]
[null,null,null,null,null,null,null,null,null,null,null,null,null,null,null,null,null,null,"","","","","","","","","","","","",""]
[null,null,null,null,null,null,null,null,null,null,null,null,null,null,null,null,null,null,"","","","","","","","","","","","",""]
[null,null,null,null,null,null,null,null,null,null,null,null,null,null,null,null,null,null,"","","","","","","","","","","","",""]
[null,null,null,null,null,null,null,null,null,null,null,null,null,null,null,null,null,null,"","","","","","","","","","","","",""]
[null,null,null,null,null,null,null,null,null,null,null,null,null,null,null,null,null,null,"","","","","","","","","","","","",""]
[null,null,null,null,null,null,null,null,null,null,null,null,null,null,null,null,null,null,"","","","","","","","","","","","",""]
[null,null,null,null,null,null,null,null,null,null,null,null,null,null,null,null,null,null,"","","","","","","","","","","","",""]
[null,null,null,null,null,null,null,null,null,null,null,null,null,null,null,null,null,null,"","","","","","","","","","","","",""]
[null,null,null,null,null,null,null,null,null,null,null,null,null,null,null,null,null,null,"","","","","","","","","","","","",""]
[null,null,null,null,null,null,null,null,null,null,null,null,null,null,null,null,null,null,"","","","","","","","","","","","",""]
[null,null,null,null,null,null,null,null,null,null,null,null,null,null,null,null,null,null,"","","","","","","","","","","","",""]
[null,null,null,null,null,null,null,null,null,null,null,null,null,null,null,null,null,null,"","","","","","","","","","","","",""]
[null,null,null,null,null,null,null,null,null,null,null,null,null,null,null,null,null,null,"","","","","","","","","","","","",""]
[null,null,null,null,null,null,null,null,null,null,null,null,null,null,null,null,null,null,"","","","","","","","","","","","",""]
[null,null,null,null,null,null,null,null,null,null,null,null,null,null,null,null,null,null,"","","","","","","","","","","","",""]
[null,null,null,null,null,null,null,null,null,null,null,null,null,null,null,null,null,null,"","","","","","","","","","","","",""]
[null,null,null,null,null,null,null,null,null,null,null,null,null,null,null,null,null,null,{"$f":"IF(ISBLANK(A580),\"\",IFERROR(A580+5-5,A580))","v":""},"","","",{"$f":"IF(ISBLANK(J580),\"\",J580+0)","v":""},{"$f":"IF(ISBLANK(K580),\"\",IFERROR(K580+0,K580))","v":""},{"$f":"IF(ISBLANK(L580),\"\",VALUE(L580))","v":""},{"$f":"IF(ISBLANK(M580),\"\",VALUE(M580))","v":""},{"$f":"IF(ISBLANK(G580),\"\",G580)","v":""},{"$f":"IF(ISNUMBER(W580),MONTH(W580)*100+DAY(J580),\"\")","v":""},"","",""]
[null,null,null,null,null,null,null,null,null,null,null,null,null,null,null,null,null,null,"",{"$f":"IF(LEFT(X581)=\"<\",1,\"\")","v":""},{"$f":"IF(LEFT(X581)=\"<\",0,IF(LEFT(X581)=\"e\",IF(ISNUMBER(Z581),Z581,Y581),X581))","v":""},{"$f":"IF(U581=0,IF(ISNUMBER(Z581),Z581/2,Y581/2),U581)","v":""},"","","","","","",{"$f":"IF(AB581>=AA$2,IF(AB581<=AB$2,S581,\"\"),\"\")","v":""},{"$f":"IF(AB581>=AA$2,IF(AB581<=AB$2,T581,\"\"),\"\")","v":""},{"$f":"IF(AB581>=AA$2,IF(AB581<=AB$2,U581,\"\"),\"\")","v":""}]
[null,null,null,null,null,null,null,null,null,null,null,null,null,null,null,null,null,null,"","","","","","","","","","","","",""]
[null,null,null,null,null,null,null,null,null,null,null,null,null,null,null,null,null,null,"","","","","","","","","","","","",""]
[null,null,null,null,null,null,null,null,null,null,null,null,null,null,null,null,null,null,"","","","","","","","","","","","",""]
[null,null,null,null,null,null,null,null,null,null,null,null,null,null,null,null,null,null,"","","","","","","","","","","","",""]
[null,null,null,null,null,null,null,null,null,null,null,null,null,null,null,null,null,null,"","","","","","","","","","","","",""]
[null,null,null,null,null,null,null,null,null,null,null,null,null,null,null,null,null,null,"","","","","","","","","","","","",""]
[null,null,null,null,null,null,null,null,null,null,null,null,null,null,null,null,null,null,"","","","","","","","","","","","",""]
[null,null,null,null,null,null,null,null,null,null,null,null,null,null,null,null,null,null,"","","","","","","","","","","","",""]
[null,null,null,null,null,null,null,null,null,null,null,null,null,null,null,null,null,null,"","","","","","","","","","","","",""]
[null,null,null,null,null,null,null,null,null,null,null,null,null,null,null,null,null,null,"","","","","","","","","","","","",""]
[null,null,null,null,null,null,null,null,null,null,null,null,null,null,null,null,null,null,"","","","","","","","","","","","",""]
[null,null,null,null,null,null,null,null,null,null,null,null,null,null,null,null,null,null,"","","","","","","","","","","","",""]
[null,null,null,null,null,null,null,null,null,null,null,null,null,null,null,null,null,null,"","","","","","","","","","","","",""]
[null,null,null,null,null,null,null,null,null,null,null,null,null,null,null,null,null,null,"","","","","","","","","","","","",""]
[null,null,null,null,null,null,null,null,null,null,null,null,null,null,null,null,null,null,"","","","","","","","","","","","",""]
[null,null,null,null,null,null,null,null,null,null,null,null,null,null,null,null,null,null,"","","","","","","","","","","","",""]
[null,null,null,null,null,null,null,null,null,null,null,null,null,null,null,null,null,null,"","","","","","","","","","","","",""]
[null,null,null,null,null,null,null,null,null,null,null,null,null,null,null,null,null,null,"","","","","","","","","","","","",""]
[null,null,null,null,null,null,null,null,null,null,null,null,null,null,null,null,null,null,"","","","","","","","","","","","",""]
[null,null,null,null,null,null,null,null,null,null,null,null,null,null,null,null,null,null,"","","","","","","","","","","","",""]
[null,null,null,null,null,null,null,null,null,null,null,null,null,null,null,null,null,null,"","","","","","","","","","","","",""]
[null,null,null,null,null,null,null,null,null,null,null,null,null,null,null,null,null,null,"","","","","","","","","","","","",""]
[null,null,null,null,null,null,null,null,null,null,null,null,null,null,null,null,null,null,"","","","","","","","","","","","",""]
[null,null,null,null,null,null,null,null,null,null,null,null,null,null,null,null,null,null,"","","","","","","","","","","","",""]
[null,null,null,null,null,null,null,null,null,null,null,null,null,null,null,null,null,null,"","","","","","","","","","","","",""]
[null,null,null,null,null,null,null,null,null,null,null,null,null,null,null,null,null,null,"","","","","","","","","","","","",""]
[null,null,null,null,null,null,null,null,null,null,null,null,null,null,null,null,null,null,"","","","","","","","","","","","",""]
[null,null,null,null,null,null,null,null,null,null,null,null,null,null,null,null,null,null,"","","","","","","","","","","","",""]
[null,null,null,null,null,null,null,null,null,null,null,null,null,null,null,null,null,null,"","","","","","","","","","","","",""]
[null,null,null,null,null,null,null,null,null,null,null,null,null,null,null,null,null,null,"","","","","","","","","","","","",""]
[null,null,null,null,null,null,null,null,null,null,null,null,null,null,null,null,null,null,"","","","","","","","","","","","",""]
[null,null,null,null,null,null,null,null,null,null,null,null,null,null,null,null,null,null,"","","","","","","","","","","","",""]
[null,null,null,null,null,null,null,null,null,null,null,null,null,null,null,null,null,null,"","","","","","","","","","","","",""]
[null,null,null,null,null,null,null,null,null,null,null,null,null,null,null,null,null,null,"","","","","","","","","","","","",""]
[null,null,null,null,null,null,null,null,null,null,null,null,null,null,null,null,null,null,"","","","","","","","","","","","",""]
[null,null,null,null,null,null,null,null,null,null,null,null,null,null,null,null,null,null,"","","","","","","","","","","","",""]
[null,null,null,null,null,null,null,null,null,null,null,null,null,null,null,null,null,null,"","","","","","","","","","","","",""]
[null,null,null,null,null,null,null,null,null,null,null,null,null,null,null,null,null,null,"","","","","","","","","","","","",""]
[null,null,null,null,null,null,null,null,null,null,null,null,null,null,null,null,null,null,"","","","","","","","","","","","",""]
[null,null,null,null,null,null,null,null,null,null,null,null,null,null,null,null,null,null,"","","","","","","","","","","","",""]
[null,null,null,null,null,null,null,null,null,null,null,null,null,null,null,null,null,null,"","","","","","","","","","","","",""]
[null,null,null,null,null,null,null,null,null,null,null,null,null,null,null,null,null,null,"","","","","","","","","","","","",""]
[null,null,null,null,null,null,null,null,null,null,null,null,null,null,null,null,null,null,"","","","","","","","","","","","",""]
[null,null,null,null,null,null,null,null,null,null,null,null,null,null,null,null,null,null,"","","","","","","","","","","","",""]
[null,null,null,null,null,null,null,null,null,null,null,null,null,null,null,null,null,null,"","","","","","","","","","","","",""]
[null,null,null,null,null,null,null,null,null,null,null,null,null,null,null,null,null,null,"","","","","","","","","","","","",""]
[null,null,null,null,null,null,null,null,null,null,null,null,null,null,null,null,null,null,"","","","","","","","","","","","",""]
[null,null,null,null,null,null,null,null,null,null,null,null,null,null,null,null,null,null,"","","","","","","","","","","","",""]
[null,null,null,null,null,null,null,null,null,null,null,null,null,null,null,null,null,null,"","","","","","","","","","","","",""]
[null,null,null,null,null,null,null,null,null,null,null,null,null,null,null,null,null,null,"","","","","","","","","","","","",""]
[null,null,null,null,null,null,null,null,null,null,null,null,null,null,null,null,null,null,"","","","","","","","","","","","",""]
[null,null,null,null,null,null,null,null,null,null,null,null,null,null,null,null,null,null,"","","","","","","","","","","","",""]
[null,null,null,null,null,null,null,null,null,null,null,null,null,null,null,null,null,null,"","","","","","","","","","","","",""]
[null,null,null,null,null,null,null,null,null,null,null,null,null,null,null,null,null,null,"","","","","","","","","","","","",""]
[null,null,null,null,null,null,null,null,null,null,null,null,null,null,null,null,null,null,"","","","","","","","","","","","",""]
[null,null,null,null,null,null,null,null,null,null,null,null,null,null,null,null,null,null,"","","","","","","","","","","","",""]
[null,null,null,null,null,null,null,null,null,null,null,null,null,null,null,null,null,null,"","","","","","","","","","","","",""]
[null,null,null,null,null,null,null,null,null,null,null,null,null,null,null,null,null,null,"","","","","","","","","","","","",""]
[null,null,null,null,null,null,null,null,null,null,null,null,null,null,null,null,null,null,"","","","","","","","","","","","",""]
[null,null,null,null,null,null,null,null,null,null,null,null,null,null,null,null,null,null,"","","","","","","","","","","","",""]
[null,null,null,null,null,null,null,null,null,null,null,null,null,null,null,null,null,null,"","","","","","","","","","","","",""]
[null,null,null,null,null,null,null,null,null,null,null,null,null,null,null,null,null,null,"","","","","","","","","","","","",""]
[null,null,null,null,null,null,null,null,null,null,null,null,null,null,null,null,null,null,{"$f":"IF(ISBLANK(A644),\"\",IFERROR(A644+5-5,A644))","v":""},"","","",{"$f":"IF(ISBLANK(J644),\"\",J644+0)","v":""},{"$f":"IF(ISBLANK(K644),\"\",IFERROR(K644+0,K644))","v":""},{"$f":"IF(ISBLANK(L644),\"\",VALUE(L644))","v":""},{"$f":"IF(ISBLANK(M644),\"\",VALUE(M644))","v":""},{"$f":"IF(ISBLANK(G644),\"\",G644)","v":""},{"$f":"IF(ISNUMBER(W644),MONTH(W644)*100+DAY(J644),\"\")","v":""},"","",""]
[null,null,null,null,null,null,null,null,null,null,null,null,null,null,null,null,null,null,"",{"$f":"IF(LEFT(X645)=\"<\",1,\"\")","v":""},{"$f":"IF(LEFT(X645)=\"<\",0,IF(LEFT(X645)=\"e\",IF(ISNUMBER(Z645),Z645,Y645),X645))","v":""},{"$f":"IF(U645=0,IF(ISNUMBER(Z645),Z645/2,Y645/2),U645)","v":""},"","","","","","",{"$f":"IF(AB645>=AA$2,IF(AB645<=AB$2,S645,\"\"),\"\")","v":""},{"$f":"IF(AB645>=AA$2,IF(AB645<=AB$2,T645,\"\"),\"\")","v":""},{"$f":"IF(AB645>=AA$2,IF(AB645<=AB$2,U645,\"\"),\"\")","v":""}]
[null,null,null,null,null,null,null,null,null,null,null,null,null,null,null,null,null,null,"","","","","","","","","","","","",""]
[null,null,null,null,null,null,null,null,null,null,null,null,null,null,null,null,null,null,"","","","","","","","","","","","",""]
[null,null,null,null,null,null,null,null,null,null,null,null,null,null,null,null,null,null,"","","","","","","","","","","","",""]
[null,null,null,null,null,null,null,null,null,null,null,null,null,null,null,null,null,null,"","","","","","","","","","","","",""]
[null,null,null,null,null,null,null,null,null,null,null,null,null,null,null,null,null,null,"","","","","","","","","","","","",""]
[null,null,null,null,null,null,null,null,null,null,null,null,null,null,null,null,null,null,"","","","","","","","","","","","",""]
[null,null,null,null,null,null,null,null,null,null,null,null,null,null,null,null,null,null,"","","","","","","","","","","","",""]
[null,null,null,null,null,null,null,null,null,null,null,null,null,null,null,null,null,null,"","","","","","","","","","","","",""]
[null,null,null,null,null,null,null,null,null,null,null,null,null,null,null,null,null,null,"","","","","","","","","","","","",""]
[null,null,null,null,null,null,null,null,null,null,null,null,null,null,null,null,null,null,"","","","","","","","","","","","",""]
[null,null,null,null,null,null,null,null,null,null,null,null,null,null,null,null,null,null,"","","","","","","","","","","","",""]
[null,null,null,null,null,null,null,null,null,null,null,null,null,null,null,null,null,null,"","","","","","","","","","","","",""]
[null,null,null,null,null,null,null,null,null,null,null,null,null,null,null,null,null,null,"","","","","","","","","","","","",""]
[null,null,null,null,null,null,null,null,null,null,null,null,null,null,null,null,null,null,"","","","","","","","","","","","",""]
[null,null,null,null,null,null,null,null,null,null,null,null,null,null,null,null,null,null,"","","","","","","","","","","","",""]
[null,null,null,null,null,null,null,null,null,null,null,null,null,null,null,null,null,null,"","","","","","","","","","","","",""]
[null,null,null,null,null,null,null,null,null,null,null,null,null,null,null,null,null,null,"","","","","","","","","","","","",""]
[null,null,null,null,null,null,null,null,null,null,null,null,null,null,null,null,null,null,"","","","","","","","","","","","",""]
[null,null,null,null,null,null,null,null,null,null,null,null,null,null,null,null,null,null,"","","","","","","","","","","","",""]
[null,null,null,null,null,null,null,null,null,null,null,null,null,null,null,null,null,null,"","","","","","","","","","","","",""]
[null,null,null,null,null,null,null,null,null,null,null,null,null,null,null,null,null,null,"","","","","","","","","","","","",""]
[null,null,null,null,null,null,null,null,null,null,null,null,null,null,null,null,null,null,"","","","","","","","","","","","",""]
[null,null,null,null,null,null,null,null,null,null,null,null,null,null,null,null,null,null,"","","","","","","","","","","","",""]
[null,null,null,null,null,null,null,null,null,null,null,null,null,null,null,null,null,null,"","","","","","","","","","","","",""]
[null,null,null,null,null,null,null,null,null,null,null,null,null,null,null,null,null,null,"","","","","","","","","","","","",""]
[null,null,null,null,null,null,null,null,null,null,null,null,null,null,null,null,null,null,"","","","","","","","","","","","",""]
[null,null,null,null,null,null,null,null,null,null,null,null,null,null,null,null,null,null,"","","","","","","","","","","","",""]
[null,null,null,null,null,null,null,null,null,null,null,null,null,null,null,null,null,null,"","","","","","","","","","","","",""]
[null,null,null,null,null,null,null,null,null,null,null,null,null,null,null,null,null,null,"","","","","","","","","","","","",""]
[null,null,null,null,null,null,null,null,null,null,null,null,null,null,null,null,null,null,"","","","","","","","","","","","",""]
[null,null,null,null,null,null,null,null,null,null,null,null,null,null,null,null,null,null,"","","","","","","","","","","","",""]
[null,null,null,null,null,null,null,null,null,null,null,null,null,null,null,null,null,null,"","","","","","","","","","","","",""]
[null,null,null,null,null,null,null,null,null,null,null,null,null,null,null,null,null,null,"","","","","","","","","","","","",""]
[null,null,null,null,null,null,null,null,null,null,null,null,null,null,null,null,null,null,"","","","","","","","","","","","",""]
[null,null,null,null,null,null,null,null,null,null,null,null,null,null,null,null,null,null,"","","","","","","","","","","","",""]
[null,null,null,null,null,null,null,null,null,null,null,null,null,null,null,null,null,null,"","","","","","","","","","","","",""]
[null,null,null,null,null,null,null,null,null,null,null,null,null,null,null,null,null,null,"","","","","","","","","","","","",""]
[null,null,null,null,null,null,null,null,null,null,null,null,null,null,null,null,null,null,"","","","","","","","","","","","",""]
[null,null,null,null,null,null,null,null,null,null,null,null,null,null,null,null,null,null,"","","","","","","","","","","","",""]
[null,null,null,null,null,null,null,null,null,null,null,null,null,null,null,null,null,null,"","","","","","","","","","","","",""]
[null,null,null,null,null,null,null,null,null,null,null,null,null,null,null,null,null,null,"","","","","","","","","","","","",""]
[null,null,null,null,null,null,null,null,null,null,null,null,null,null,null,null,null,null,"","","","","","","","","","","","",""]
[null,null,null,null,null,null,null,null,null,null,null,null,null,null,null,null,null,null,"","","","","","","","","","","","",""]
[null,null,null,null,null,null,null,null,null,null,null,null,null,null,null,null,null,null,"","","","","","","","","","","","",""]
[null,null,null,null,null,null,null,null,null,null,null,null,null,null,null,null,null,null,"","","","","","","","","","","","",""]
[null,null,null,null,null,null,null,null,null,null,null,null,null,null,null,null,null,null,"","","","","","","","","","","","",""]
[null,null,null,null,null,null,null,null,null,null,null,null,null,null,null,null,null,null,"","","","","","","","","","","","",""]
[null,null,null,null,null,null,null,null,null,null,null,null,null,null,null,null,null,null,"","","","","","","","","","","","",""]
[null,null,null,null,null,null,null,null,null,null,null,null,null,null,null,null,null,null,"","","","","","","","","","","","",""]
[null,null,null,null,null,null,null,null,null,null,null,null,null,null,null,null,null,null,"","","","","","","","","","","","",""]
[null,null,null,null,null,null,null,null,null,null,null,null,null,null,null,null,null,null,"","","","","","","","","","","","",""]
[null,null,null,null,null,null,null,null,null,null,null,null,null,null,null,null,null,null,"","","","","","","","","","","","",""]
[null,null,null,null,null,null,null,null,null,null,null,null,null,null,null,null,null,null,"","","","","","","","","","","","",""]
[null,null,null,null,null,null,null,null,null,null,null,null,null,null,null,null,null,null,"","","","","","","","","","","","",""]
[null,null,null,null,null,null,null,null,null,null,null,null,null,null,null,null,null,null,"","","","","","","","","","","","",""]
[null,null,null,null,null,null,null,null,null,null,null,null,null,null,null,null,null,null,"","","","","","","","","","","","",""]
[null,null,null,null,null,null,null,null,null,null,null,null,null,null,null,null,null,null,"","","","","","","","","","","","",""]
[null,null,null,null,null,null,null,null,null,null,null,null,null,null,null,null,null,null,"","","","","","","","","","","","",""]
[null,null,null,null,null,null,null,null,null,null,null,null,null,null,null,null,null,null,"","","","","","","","","","","","",""]
[null,null,null,null,null,null,null,null,null,null,null,null,null,null,null,null,null,null,"","","","","","","","","","","","",""]
[null,null,null,null,null,null,null,null,null,null,null,null,null,null,null,null,null,null,"","","","","","","","","","","","",""]
[null,null,null,null,null,null,null,null,null,null,null,null,null,null,null,null,null,null,"","","","","","","","","","","","",""]
[null,null,null,null,null,null,null,null,null,null,null,null,null,null,null,null,null,null,{"$f":"IF(ISBLANK(A708),\"\",IFERROR(A708+5-5,A708))","v":""},"","","",{"$f":"IF(ISBLANK(J708),\"\",J708+0)","v":""},{"$f":"IF(ISBLANK(K708),\"\",IFERROR(K708+0,K708))","v":""},{"$f":"IF(ISBLANK(L708),\"\",VALUE(L708))","v":""},{"$f":"IF(ISBLANK(M708),\"\",VALUE(M708))","v":""},{"$f":"IF(ISBLANK(G708),\"\",G708)","v":""},{"$f":"IF(ISNUMBER(W708),MONTH(W708)*100+DAY(J708),\"\")","v":""},"","",""]
[null,null,null,null,null,null,null,null,null,null,null,null,null,null,null,null,null,null,"",{"$f":"IF(LEFT(X709)=\"<\",1,\"\")","v":""},{"$f":"IF(LEFT(X709)=\"<\",0,IF(LEFT(X709)=\"e\",IF(ISNUMBER(Z709),Z709,Y709),X709))","v":""},{"$f":"IF(U709=0,IF(ISNUMBER(Z709),Z709/2,Y709/2),U709)","v":""},"","","","","","",{"$f":"IF(AB709>=AA$2,IF(AB709<=AB$2,S709,\"\"),\"\")","v":""},{"$f":"IF(AB709>=AA$2,IF(AB709<=AB$2,T709,\"\"),\"\")","v":""},{"$f":"IF(AB709>=AA$2,IF(AB709<=AB$2,U709,\"\"),\"\")","v":""}]
[null,null,null,null,null,null,null,null,null,null,null,null,null,null,null,null,null,null,"","","","","","","","","","","","",""]
[null,null,null,null,null,null,null,null,null,null,null,null,null,null,null,null,null,null,"","","","","","","","","","","","",""]
[null,null,null,null,null,null,null,null,null,null,null,null,null,null,null,null,null,null,"","","","","","","","","","","","",""]
[null,null,null,null,null,null,null,null,null,null,null,null,null,null,null,null,null,null,"","","","","","","","","","","","",""]
[null,null,null,null,null,null,null,null,null,null,null,null,null,null,null,null,null,null,"","","","","","","","","","","","",""]
[null,null,null,null,null,null,null,null,null,null,null,null,null,null,null,null,null,null,"","","","","","","","","","","","",""]
[null,null,null,null,null,null,null,null,null,null,null,null,null,null,null,null,null,null,"","","","","","","","","","","","",""]
[null,null,null,null,null,null,null,null,null,null,null,null,null,null,null,null,null,null,"","","","","","","","","","","","",""]
[null,null,null,null,null,null,null,null,null,null,null,null,null,null,null,null,null,null,"","","","","","","","","","","","",""]
[null,null,null,null,null,null,null,null,null,null,null,null,null,null,null,null,null,null,"","","","","","","","","","","","",""]
[null,null,null,null,null,null,null,null,null,null,null,null,null,null,null,null,null,null,"","","","","","","","","","","","",""]
[null,null,null,null,null,null,null,null,null,null,null,null,null,null,null,null,null,null,"","","","","","","","","","","","",""]
[null,null,null,null,null,null,null,null,null,null,null,null,null,null,null,null,null,null,"","","","","","","","","","","","",""]
[null,null,null,null,null,null,null,null,null,null,null,null,null,null,null,null,null,null,"","","","","","","","","","","","",""]
[null,null,null,null,null,null,null,null,null,null,null,null,null,null,null,null,null,null,"","","","","","","","","","","","",""]
[null,null,null,null,null,null,null,null,null,null,null,null,null,null,null,null,null,null,"","","","","","","","","","","","",""]
[null,null,null,null,null,null,null,null,null,null,null,null,null,null,null,null,null,null,"","","","","","","","","","","","",""]
[null,null,null,null,null,null,null,null,null,null,null,null,null,null,null,null,null,null,"","","","","","","","","","","","",""]
[null,null,null,null,null,null,null,null,null,null,null,null,null,null,null,null,null,null,"","","","","","","","","","","","",""]
[null,null,null,null,null,null,null,null,null,null,null,null,null,null,null,null,null,null,"","","","","","","","","","","","",""]
[null,null,null,null,null,null,null,null,null,null,null,null,null,null,null,null,null,null,"","","","","","","","","","","","",""]
[null,null,null,null,null,null,null,null,null,null,null,null,null,null,null,null,null,null,"","","","","","","","","","","","",""]
[null,null,null,null,null,null,null,null,null,null,null,null,null,null,null,null,null,null,"","","","","","","","","","","","",""]
[null,null,null,null,null,null,null,null,null,null,null,null,null,null,null,null,null,null,"","","","","","","","","","","","",""]
[null,null,null,null,null,null,null,null,null,null,null,null,null,null,null,null,null,null,"","","","","","","","","","","","",""]
[null,null,null,null,null,null,null,null,null,null,null,null,null,null,null,null,null,null,"","","","","","","","","","","","",""]
[null,null,null,null,null,null,null,null,null,null,null,null,null,null,null,null,null,null,"","","","","","","","","","","","",""]
[null,null,null,null,null,null,null,null,null,null,null,null,null,null,null,null,null,null,"","","","","","","","","","","","",""]
[null,null,null,null,null,null,null,null,null,null,null,null,null,null,null,null,null,null,"","","","","","","","","","","","",""]
[null,null,null,null,null,null,null,null,null,null,null,null,null,null,null,null,null,null,"","","","","","","","","","","","",""]
[null,null,null,null,null,null,null,null,null,null,null,null,null,null,null,null,null,null,"","","","","","","","","","","","",""]
[null,null,null,null,null,null,null,null,null,null,null,null,null,null,null,null,null,null,"","","","","","","","","","","","",""]
[null,null,null,null,null,null,null,null,null,null,null,null,null,null,null,null,null,null,"","","","","","","","","","","","",""]
[null,null,null,null,null,null,null,null,null,null,null,null,null,null,null,null,null,null,"","","","","","","","","","","","",""]
[null,null,null,null,null,null,null,null,null,null,null,null,null,null,null,null,null,null,"","","","","","","","","","","","",""]
[null,null,null,null,null,null,null,null,null,null,null,null,null,null,null,null,null,null,"","","","","","","","","","","","",""]
[null,null,null,null,null,null,null,null,null,null,null,null,null,null,null,null,null,null,"","","","","","","","","","","","",""]
[null,null,null,null,null,null,null,null,null,null,null,null,null,null,null,null,null,null,"","","","","","","","","","","","",""]
[null,null,null,null,null,null,null,null,null,null,null,null,null,null,null,null,null,null,"","","","","","","","","","","","",""]
[null,null,null,null,null,null,null,null,null,null,null,null,null,null,null,null,null,null,"","","","","","","","","","","","",""]
[null,null,null,null,null,null,null,null,null,null,null,null,null,null,null,null,null,null,"","","","","","","","","","","","",""]
[null,null,null,null,null,null,null,null,null,null,null,null,null,null,null,null,null,null,"","","","","","","","","","","","",""]
[null,null,null,null,null,null,null,null,null,null,null,null,null,null,null,null,null,null,"","","","","","","","","","","","",""]
[null,null,null,null,null,null,null,null,null,null,null,null,null,null,null,null,null,null,"","","","","","","","","","","","",""]
[null,null,null,null,null,null,null,null,null,null,null,null,null,null,null,null,null,null,"","","","","","","","","","","","",""]
[null,null,null,null,null,null,null,null,null,null,null,null,null,null,null,null,null,null,"","","","","","","","","","","","",""]
[null,null,null,null,null,null,null,null,null,null,null,null,null,null,null,null,null,null,"","","","","","","","","","","","",""]
[null,null,null,null,null,null,null,null,null,null,null,null,null,null,null,null,null,null,"","","","","","","","","","","","",""]
[null,null,null,null,null,null,null,null,null,null,null,null,null,null,null,null,null,null,"","","","","","","","","","","","",""]
[null,null,null,null,null,null,null,null,null,null,null,null,null,null,null,null,null,null,"","","","","","","","","","","","",""]
[null,null,null,null,null,null,null,null,null,null,null,null,null,null,null,null,null,null,"","","","","","","","","","","","",""]
[null,null,null,null,null,null,null,null,null,null,null,null,null,null,null,null,null,null,"","","","","","","","","","","","",""]
[null,null,null,null,null,null,null,null,null,null,null,null,null,null,null,null,null,null,"","","","","","","","","","","","",""]
[null,null,null,null,null,null,null,null,null,null,null,null,null,null,null,null,null,null,"","","","","","","","","","","","",""]
[null,null,null,null,null,null,null,null,null,null,null,null,null,null,null,null,null,null,"","","","","","","","","","","","",""]
[null,null,null,null,null,null,null,null,null,null,null,null,null,null,null,null,null,null,"","","","","","","","","","","","",""]
[null,null,null,null,null,null,null,null,null,null,null,null,null,null,null,null,null,null,"","","","","","","","","","","","",""]
[null,null,null,null,null,null,null,null,null,null,null,null,null,null,null,null,null,null,"","","","","","","","","","","","",""]
[null,null,null,null,null,null,null,null,null,null,null,null,null,null,null,null,null,null,"","","","","","","","","","","","",""]
[null,null,null,null,null,null,null,null,null,null,null,null,null,null,null,null,null,null,"","","","","","","","","","","","",""]
[null,null,null,null,null,null,null,null,null,null,null,null,null,null,null,null,null,null,"","","","","","","","","","","","",""]
[null,null,null,null,null,null,null,null,null,null,null,null,null,null,null,null,null,null,"","","","","","","","","","","","",""]
[null,null,null,null,null,null,null,null,null,null,null,null,null,null,null,null,null,null,{"$f":"IF(ISBLANK(A772),\"\",IFERROR(A772+5-5,A772))","v":""},"","","",{"$f":"IF(ISBLANK(J772),\"\",J772+0)","v":""},{"$f":"IF(ISBLANK(K772),\"\",IFERROR(K772+0,K772))","v":""},{"$f":"IF(ISBLANK(L772),\"\",VALUE(L772))","v":""},{"$f":"IF(ISBLANK(M772),\"\",VALUE(M772))","v":""},{"$f":"IF(ISBLANK(G772),\"\",G772)","v":""},{"$f":"IF(ISNUMBER(W772),MONTH(W772)*100+DAY(J772),\"\")","v":""},"","",""]
[null,null,null,null,null,null,null,null,null,null,null,null,null,null,null,null,null,null,"",{"$f":"IF(LEFT(X773)=\"<\",1,\"\")","v":""},{"$f":"IF(LEFT(X773)=\"<\",0,IF(LEFT(X773)=\"e\",IF(ISNUMBER(Z773),Z773,Y773),X773))","v":""},{"$f":"IF(U773=0,IF(ISNUMBER(Z773),Z773/2,Y773/2),U773)","v":""},"","","","","","",{"$f":"IF(AB773>=AA$2,IF(AB773<=AB$2,S773,\"\"),\"\")","v":""},{"$f":"IF(AB773>=AA$2,IF(AB773<=AB$2,T773,\"\"),\"\")","v":""},{"$f":"IF(AB773>=AA$2,IF(AB773<=AB$2,U773,\"\"),\"\")","v":""}]
[null,null,null,null,null,null,null,null,null,null,null,null,null,null,null,null,null,null,"","","","","","","","","","","","",""]
[null,null,null,null,null,null,null,null,null,null,null,null,null,null,null,null,null,null,"","","","","","","","","","","","",""]
[null,null,null,null,null,null,null,null,null,null,null,null,null,null,null,null,null,null,"","","","","","","","","","","","",""]
[null,null,null,null,null,null,null,null,null,null,null,null,null,null,null,null,null,null,"","","","","","","","","","","","",""]
[null,null,null,null,null,null,null,null,null,null,null,null,null,null,null,null,null,null,"","","","","","","","","","","","",""]
[null,null,null,null,null,null,null,null,null,null,null,null,null,null,null,null,null,null,"","","","","","","","","","","","",""]
[null,null,null,null,null,null,null,null,null,null,null,null,null,null,null,null,null,null,"","","","","","","","","","","","",""]
[null,null,null,null,null,null,null,null,null,null,null,null,null,null,null,null,null,null,"","","","","","","","","","","","",""]
[null,null,null,null,null,null,null,null,null,null,null,null,null,null,null,null,null,null,"","","","","","","","","","","","",""]
[null,null,null,null,null,null,null,null,null,null,null,null,null,null,null,null,null,null,"","","","","","","","","","","","",""]
[null,null,null,null,null,null,null,null,null,null,null,null,null,null,null,null,null,null,"","","","","","","","","","","","",""]
[null,null,null,null,null,null,null,null,null,null,null,null,null,null,null,null,null,null,"","","","","","","","","","","","",""]
[null,null,null,null,null,null,null,null,null,null,null,null,null,null,null,null,null,null,"","","","","","","","","","","","",""]
[null,null,null,null,null,null,null,null,null,null,null,null,null,null,null,null,null,null,"","","","","","","","","","","","",""]
[null,null,null,null,null,null,null,null,null,null,null,null,null,null,null,null,null,null,"","","","","","","","","","","","",""]
[null,null,null,null,null,null,null,null,null,null,null,null,null,null,null,null,null,null,"","","","","","","","","","","","",""]
[null,null,null,null,null,null,null,null,null,null,null,null,null,null,null,null,null,null,"","","","","","","","","","","","",""]
[null,null,null,null,null,null,null,null,null,null,null,null,null,null,null,null,null,null,"","","","","","","","","","","","",""]
[null,null,null,null,null,null,null,null,null,null,null,null,null,null,null,null,null,null,"","","","","","","","","","","","",""]
[null,null,null,null,null,null,null,null,null,null,null,null,null,null,null,null,null,null,"","","","","","","","","","","","",""]
[null,null,null,null,null,null,null,null,null,null,null,null,null,null,null,null,null,null,"","","","","","","","","","","","",""]
[null,null,null,null,null,null,null,null,null,null,null,null,null,null,null,null,null,null,"","","","","","","","","","","","",""]
[null,null,null,null,null,null,null,null,null,null,null,null,null,null,null,null,null,null,"","","","","","","","","","","","",""]
[null,null,null,null,null,null,null,null,null,null,null,null,null,null,null,null,null,null,"","","","","","","","","","","","",""]
[null,null,null,null,null,null,null,null,null,null,null,null,null,null,null,null,null,null,"","","","","","","","","","","","",""]
[null,null,null,null,null,null,null,null,null,null,null,null,null,null,null,null,null,null,"","","","","","","","","","","","",""]
[null,null,null,null,null,null,null,null,null,null,null,null,null,null,null,null,null,null,"","","","","","","","","","","","",""]
[null,null,null,null,null,null,null,null,null,null,null,null,null,null,null,null,null,null,"","","","","","","","","","","","",""]
[null,null,null,null,null,null,null,null,null,null,null,null,null,null,null,null,null,null,"","","","","","","","","","","","",""]
[null,null,null,null,null,null,null,null,null,null,null,null,null,null,null,null,null,null,"","","","","","","","","","","","",""]
[null,null,null,null,null,null,null,null,null,null,null,null,null,null,null,null,null,null,"","","","","","","","","","","","",""]
[null,null,null,null,null,null,null,null,null,null,null,null,null,null,null,null,null,null,"","","","","","","","","","","","",""]
[null,null,null,null,null,null,null,null,null,null,null,null,null,null,null,null,null,null,"","","","","","","","","","","","",""]
[null,null,null,null,null,null,null,null,null,null,null,null,null,null,null,null,null,null,"","","","","","","","","","","","",""]
[null,null,null,null,null,null,null,null,null,null,null,null,null,null,null,null,null,null,"","","","","","","","","","","","",""]
[null,null,null,null,null,null,null,null,null,null,null,null,null,null,null,null,null,null,"","","","","","","","","","","","",""]
[null,null,null,null,null,null,null,null,null,null,null,null,null,null,null,null,null,null,"","","","","","","","","","","","",""]
[null,null,null,null,null,null,null,null,null,null,null,null,null,null,null,null,null,null,"","","","","","","","","","","","",""]
[null,null,null,null,null,null,null,null,null,null,null,null,null,null,null,null,null,null,"","","","","","","","","","","","",""]
[null,null,null,null,null,null,null,null,null,null,null,null,null,null,null,null,null,null,"","","","","","","","","","","","",""]
[null,null,null,null,null,null,null,null,null,null,null,null,null,null,null,null,null,null,"","","","","","","","","","","","",""]
[null,null,null,null,null,null,null,null,null,null,null,null,null,null,null,null,null,null,"","","","","","","","","","","","",""]
[null,null,null,null,null,null,null,null,null,null,null,null,null,null,null,null,null,null,"","","","","","","","","","","","",""]
[null,null,null,null,null,null,null,null,null,null,null,null,null,null,null,null,null,null,"","","","","","","","","","","","",""]
[null,null,null,null,null,null,null,null,null,null,null,null,null,null,null,null,null,null,"","","","","","","","","","","","",""]
[null,null,null,null,null,null,null,null,null,null,null,null,null,null,null,null,null,null,"","","","","","","","","","","","",""]
[null,null,null,null,null,null,null,null,null,null,null,null,null,null,null,null,null,null,"","","","","","","","","","","","",""]
[null,null,null,null,null,null,null,null,null,null,null,null,null,null,null,null,null,null,"","","","","","","","","","","","",""]
[null,null,null,null,null,null,null,null,null,null,null,null,null,null,null,null,null,null,"","","","","","","","","","","","",""]
[null,null,null,null,null,null,null,null,null,null,null,null,null,null,null,null,null,null,"","","","","","","","","","","","",""]
[null,null,null,null,null,null,null,null,null,null,null,null,null,null,null,null,null,null,"","","","","","","","","","","","",""]
[null,null,null,null,null,null,null,null,null,null,null,null,null,null,null,null,null,null,"","","","","","","","","","","","",""]
[null,null,null,null,null,null,null,null,null,null,null,null,null,null,null,null,null,null,"","","","","","","","","","","","",""]
[null,null,null,null,null,null,null,null,null,null,null,null,null,null,null,null,null,null,"","","","","","","","","","","","",""]
[null,null,null,null,null,null,null,null,null,null,null,null,null,null,null,null,null,null,"","","","","","","","","","","","",""]
[null,null,null,null,null,null,null,null,null,null,null,null,null,null,null,null,null,null,"","","","","","","","","","","","",""]
[null,null,null,null,null,null,null,null,null,null,null,null,null,null,null,null,null,null,"","","","","","","","","","","","",""]
[null,null,null,null,null,null,null,null,null,null,null,null,null,null,null,null,null,null,"","","","","","","","","","","","",""]
[null,null,null,null,null,null,null,null,null,null,null,null,null,null,null,null,null,null,"","","","","","","","","","","","",""]
[null,null,null,null,null,null,null,null,null,null,null,null,null,null,null,null,null,null,"","","","","","","","","","","","",""]
[null,null,null,null,null,null,null,null,null,null,null,null,null,null,null,null,null,null,"","","","","","","","","","","","",""]
[null,null,null,null,null,null,null,null,null,null,null,null,null,null,null,null,null,null,"","","","","","","","","","","","",""]
[null,null,null,null,null,null,null,null,null,null,null,null,null,null,null,null,null,null,{"$f":"IF(ISBLANK(A836),\"\",IFERROR(A836+5-5,A836))","v":""},"","","",{"$f":"IF(ISBLANK(J836),\"\",J836+0)","v":""},{"$f":"IF(ISBLANK(K836),\"\",IFERROR(K836+0,K836))","v":""},{"$f":"IF(ISBLANK(L836),\"\",VALUE(L836))","v":""},{"$f":"IF(ISBLANK(M836),\"\",VALUE(M836))","v":""},{"$f":"IF(ISBLANK(G836),\"\",G836)","v":""},{"$f":"IF(ISNUMBER(W836),MONTH(W836)*100+DAY(J836),\"\")","v":""},"","",""]
[null,null,null,null,null,null,null,null,null,null,null,null,null,null,null,null,null,null,"",{"$f":"IF(LEFT(X837)=\"<\",1,\"\")","v":""},{"$f":"IF(LEFT(X837)=\"<\",0,IF(LEFT(X837)=\"e\",IF(ISNUMBER(Z837),Z837,Y837),X837))","v":""},{"$f":"IF(U837=0,IF(ISNUMBER(Z837),Z837/2,Y837/2),U837)","v":""},"","","","","","",{"$f":"IF(AB837>=AA$2,IF(AB837<=AB$2,S837,\"\"),\"\")","v":""},{"$f":"IF(AB837>=AA$2,IF(AB837<=AB$2,T837,\"\"),\"\")","v":""},{"$f":"IF(AB837>=AA$2,IF(AB837<=AB$2,U837,\"\"),\"\")","v":""}]
[null,null,null,null,null,null,null,null,null,null,null,null,null,null,null,null,null,null,"","","","","","","","","","","","",""]
[null,null,null,null,null,null,null,null,null,null,null,null,null,null,null,null,null,null,"","","","","","","","","","","","",""]
[null,null,null,null,null,null,null,null,null,null,null,null,null,null,null,null,null,null,"","","","","","","","","","","","",""]
[null,null,null,null,null,null,null,null,null,null,null,null,null,null,null,null,null,null,"","","","","","","","","","","","",""]
[null,null,null,null,null,null,null,null,null,null,null,null,null,null,null,null,null,null,"","","","","","","","","","","","",""]
[null,null,null,null,null,null,null,null,null,null,null,null,null,null,null,null,null,null,"","","","","","","","","","","","",""]
[null,null,null,null,null,null,null,null,null,null,null,null,null,null,null,null,null,null,"","","","","","","","","","","","",""]
[null,null,null,null,null,null,null,null,null,null,null,null,null,null,null,null,null,null,"","","","","","","","","","","","",""]
[null,null,null,null,null,null,null,null,null,null,null,null,null,null,null,null,null,null,"","","","","","","","","","","","",""]
[null,null,null,null,null,null,null,null,null,null,null,null,null,null,null,null,null,null,"","","","","","","","","","","","",""]
[null,null,null,null,null,null,null,null,null,null,null,null,null,null,null,null,null,null,"","","","","","","","","","","","",""]
[null,null,null,null,null,null,null,null,null,null,null,null,null,null,null,null,null,null,"","","","","","","","","","","","",""]
[null,null,null,null,null,null,null,null,null,null,null,null,null,null,null,null,null,null,"","","","","","","","","","","","",""]
[null,null,null,null,null,null,null,null,null,null,null,null,null,null,null,null,null,null,"","","","","","","","","","","","",""]
[null,null,null,null,null,null,null,null,null,null,null,null,null,null,null,null,null,null,"","","","","","","","","","","","",""]
[null,null,null,null,null,null,null,null,null,null,null,null,null,null,null,null,null,null,"","","","","","","","","","","","",""]
[null,null,null,null,null,null,null,null,null,null,null,null,null,null,null,null,null,null,"","","","","","","","","","","","",""]
[null,null,null,null,null,null,null,null,null,null,null,null,null,null,null,null,null,null,"","","","","","","","","","","","",""]
[null,null,null,null,null,null,null,null,null,null,null,null,null,null,null,null,null,null,"","","","","","","","","","","","",""]
[null,null,null,null,null,null,null,null,null,null,null,null,null,null,null,null,null,null,"","","","","","","","","","","","",""]
[null,null,null,null,null,null,null,null,null,null,null,null,null,null,null,null,null,null,"","","","","","","","","","","","",""]
[null,null,null,null,null,null,null,null,null,null,null,null,null,null,null,null,null,null,"","","","","","","","","","","","",""]
[null,null,null,null,null,null,null,null,null,null,null,null,null,null,null,null,null,null,"","","","","","","","","","","","",""]
[null,null,null,null,null,null,null,null,null,null,null,null,null,null,null,null,null,null,"","","","","","","","","","","","",""]
[null,null,null,null,null,null,null,null,null,null,null,null,null,null,null,null,null,null,"","","","","","","","","","","","",""]
[null,null,null,null,null,null,null,null,null,null,null,null,null,null,null,null,null,null,"","","","","","","","","","","","",""]
[null,null,null,null,null,null,null,null,null,null,null,null,null,null,null,null,null,null,"","","","","","","","","","","","",""]
[null,null,null,null,null,null,null,null,null,null,null,null,null,null,null,null,null,null,"","","","","","","","","","","","",""]
[null,null,null,null,null,null,null,null,null,null,null,null,null,null,null,null,null,null,"","","","","","","","","","","","",""]
[null,null,null,null,null,null,null,null,null,null,null,null,null,null,null,null,null,null,"","","","","","","","","","","","",""]
[null,null,null,null,null,null,null,null,null,null,null,null,null,null,null,null,null,null,"","","","","","","","","","","","",""]
[null,null,null,null,null,null,null,null,null,null,null,null,null,null,null,null,null,null,"","","","","","","","","","","","",""]
[null,null,null,null,null,null,null,null,null,null,null,null,null,null,null,null,null,null,"","","","","","","","","","","","",""]
[null,null,null,null,null,null,null,null,null,null,null,null,null,null,null,null,null,null,"","","","","","","","","","","","",""]
[null,null,null,null,null,null,null,null,null,null,null,null,null,null,null,null,null,null,"","","","","","","","","","","","",""]
[null,null,null,null,null,null,null,null,null,null,null,null,null,null,null,null,null,null,"","","","","","","","","","","","",""]
[null,null,null,null,null,null,null,null,null,null,null,null,null,null,null,null,null,null,"","","","","","","","","","","","",""]
[null,null,null,null,null,null,null,null,null,null,null,null,null,null,null,null,null,null,"","","","","","","","","","","","",""]
[null,null,null,null,null,null,null,null,null,null,null,null,null,null,null,null,null,null,"","","","","","","","","","","","",""]
[null,null,null,null,null,null,null,null,null,null,null,null,null,null,null,null,null,null,"","","","","","","","","","","","",""]
[null,null,null,null,null,null,null,null,null,null,null,null,null,null,null,null,null,null,"","","","","","","","","","","","",""]
[null,null,null,null,null,null,null,null,null,null,null,null,null,null,null,null,null,null,"","","","","","","","","","","","",""]
[null,null,null,null,null,null,null,null,null,null,null,null,null,null,null,null,null,null,"","","","","","","","","","","","",""]
[null,null,null,null,null,null,null,null,null,null,null,null,null,null,null,null,null,null,"","","","","","","","","","","","",""]
[null,null,null,null,null,null,null,null,null,null,null,null,null,null,null,null,null,null,"","","","","","","","","","","","",""]
[null,null,null,null,null,null,null,null,null,null,null,null,null,null,null,null,null,null,"","","","","","","","","","","","",""]
[null,null,null,null,null,null,null,null,null,null,null,null,null,null,null,null,null,null,"","","","","","","","","","","","",""]
[null,null,null,null,null,null,null,null,null,null,null,null,null,null,null,null,null,null,"","","","","","","","","","","","",""]
[null,null,null,null,null,null,null,null,null,null,null,null,null,null,null,null,null,null,"","","","","","","","","","","","",""]
[null,null,null,null,null,null,null,null,null,null,null,null,null,null,null,null,null,null,"","","","","","","","","","","","",""]
[null,null,null,null,null,null,null,null,null,null,null,null,null,null,null,null,null,null,"","","","","","","","","","","","",""]
[null,null,null,null,null,null,null,null,null,null,null,null,null,null,null,null,null,null,"","","","","","","","","","","","",""]
[null,null,null,null,null,null,null,null,null,null,null,null,null,null,null,null,null,null,"","","","","","","","","","","","",""]
[null,null,null,null,null,null,null,null,null,null,null,null,null,null,null,null,null,null,"","","","","","","","","","","","",""]
[null,null,null,null,null,null,null,null,null,null,null,null,null,null,null,null,null,null,"","","","","","","","","","","","",""]
[null,null,null,null,null,null,null,null,null,null,null,null,null,null,null,null,null,null,"","","","","","","","","","","","",""]
[null,null,null,null,null,null,null,null,null,null,null,null,null,null,null,null,null,null,"","","","","","","","","","","","",""]
[null,null,null,null,null,null,null,null,null,null,null,null,null,null,null,null,null,null,"","","","","","","","","","","","",""]
[null,null,null,null,null,null,null,null,null,null,null,null,null,null,null,null,null,null,"","","","","","","","","","","","",""]
[null,null,null,null,null,null,null,null,null,null,null,null,null,null,null,null,null,null,"","","","","","","","","","","","",""]
[null,null,null,null,null,null,null,null,null,null,null,null,null,null,null,null,null,null,"","","","","","","","","","","","",""]
[null,null,null,null,null,null,null,null,null,null,null,null,null,null,null,null,null,null,"","","","","","","","","","","","",""]
[null,null,null,null,null,null,null,null,null,null,null,null,null,null,null,null,null,null,{"$f":"IF(ISBLANK(A900),\"\",IFERROR(A900+5-5,A900))","v":""},"","","",{"$f":"IF(ISBLANK(J900),\"\",J900+0)","v":""},{"$f":"IF(ISBLANK(K900),\"\",IFERROR(K900+0,K900))","v":""},{"$f":"IF(ISBLANK(L900),\"\",VALUE(L900))","v":""},{"$f":"IF(ISBLANK(M900),\"\",VALUE(M900))","v":""},{"$f":"IF(ISBLANK(G900),\"\",G900)","v":""},{"$f":"IF(ISNUMBER(W900),MONTH(W900)*100+DAY(J900),\"\")","v":""},"","",""]
[null,null,null,null,null,null,null,null,null,null,null,null,null,null,null,null,null,null,"",{"$f":"IF(LEFT(X901)=\"<\",1,\"\")","v":""},{"$f":"IF(LEFT(X901)=\"<\",0,IF(LEFT(X901)=\"e\",IF(ISNUMBER(Z901),Z901,Y901),X901))","v":""},{"$f":"IF(U901=0,IF(ISNUMBER(Z901),Z901/2,Y901/2),U901)","v":""},"","","","","","",{"$f":"IF(AB901>=AA$2,IF(AB901<=AB$2,S901,\"\"),\"\")","v":""},{"$f":"IF(AB901>=AA$2,IF(AB901<=AB$2,T901,\"\"),\"\")","v":""},{"$f":"IF(AB901>=AA$2,IF(AB901<=AB$2,U901,\"\"),\"\")","v":""}]
[null,null,null,null,null,null,null,null,null,null,null,null,null,null,null,null,null,null,"","","","","","","","","","","","",""]
[null,null,null,null,null,null,null,null,null,null,null,null,null,null,null,null,null,null,"","","","","","","","","","","","",""]
[null,null,null,null,null,null,null,null,null,null,null,null,null,null,null,null,null,null,"","","","","","","","","","","","",""]
[null,null,null,null,null,null,null,null,null,null,null,null,null,null,null,null,null,null,"","","","","","","","","","","","",""]
[null,null,null,null,null,null,null,null,null,null,null,null,null,null,null,null,null,null,"","","","","","","","","","","","",""]
[null,null,null,null,null,null,null,null,null,null,null,null,null,null,null,null,null,null,"","","","","","","","","","","","",""]
[null,null,null,null,null,null,null,null,null,null,null,null,null,null,null,null,null,null,"","","","","","","","","","","","",""]
[null,null,null,null,null,null,null,null,null,null,null,null,null,null,null,null,null,null,"","","","","","","","","","","","",""]
[null,null,null,null,null,null,null,null,null,null,null,null,null,null,null,null,null,null,"","","","","","","","","","","","",""]
[null,null,null,null,null,null,null,null,null,null,null,null,null,null,null,null,null,null,"","","","","","","","","","","","",""]
[null,null,null,null,null,null,null,null,null,null,null,null,null,null,null,null,null,null,"","","","","","","","","","","","",""]
[null,null,null,null,null,null,null,null,null,null,null,null,null,null,null,null,null,null,"","","","","","","","","","","","",""]
[null,null,null,null,null,null,null,null,null,null,null,null,null,null,null,null,null,null,"","","","","","","","","","","","",""]
[null,null,null,null,null,null,null,null,null,null,null,null,null,null,null,null,null,null,"","","","","","","","","","","","",""]
[null,null,null,null,null,null,null,null,null,null,null,null,null,null,null,null,null,null,"","","","","","","","","","","","",""]
[null,null,null,null,null,null,null,null,null,null,null,null,null,null,null,null,null,null,"","","","","","","","","","","","",""]
[null,null,null,null,null,null,null,null,null,null,null,null,null,null,null,null,null,null,"","","","","","","","","","","","",""]
[null,null,null,null,null,null,null,null,null,null,null,null,null,null,null,null,null,null,"","","","","","","","","","","","",""]
[null,null,null,null,null,null,null,null,null,null,null,null,null,null,null,null,null,null,"","","","","","","","","","","","",""]
[null,null,null,null,null,null,null,null,null,null,null,null,null,null,null,null,null,null,"","","","","","","","","","","","",""]
[null,null,null,null,null,null,null,null,null,null,null,null,null,null,null,null,null,null,"","","","","","","","","","","","",""]
[null,null,null,null,null,null,null,null,null,null,null,null,null,null,null,null,null,null,"","","","","","","","","","","","",""]
[null,null,null,null,null,null,null,null,null,null,null,null,null,null,null,null,null,null,"","","","","","","","","","","","",""]
[null,null,null,null,null,null,null,null,null,null,null,null,null,null,null,null,null,null,"","","","","","","","","","","","",""]
[null,null,null,null,null,null,null,null,null,null,null,null,null,null,null,null,null,null,"","","","","","","","","","","","",""]
[null,null,null,null,null,null,null,null,null,null,null,null,null,null,null,null,null,null,"","","","","","","","","","","","",""]
[null,null,null,null,null,null,null,null,null,null,null,null,null,null,null,null,null,null,"","","","","","","","","","","","",""]
[null,null,null,null,null,null,null,null,null,null,null,null,null,null,null,null,null,null,"","","","","","","","","","","","",""]
[null,null,null,null,null,null,null,null,null,null,null,null,null,null,null,null,null,null,"","","","","","","","","","","","",""]
[null,null,null,null,null,null,null,null,null,null,null,null,null,null,null,null,null,null,"","","","","","","","","","","","",""]
[null,null,null,null,null,null,null,null,null,null,null,null,null,null,null,null,null,null,"","","","","","","","","","","","",""]
[null,null,null,null,null,null,null,null,null,null,null,null,null,null,null,null,null,null,"","","","","","","","","","","","",""]
[null,null,null,null,null,null,null,null,null,null,null,null,null,null,null,null,null,null,"","","","","","","","","","","","",""]
[null,null,null,null,null,null,null,null,null,null,null,null,null,null,null,null,null,null,"","","","","","","","","","","","",""]
[null,null,null,null,null,null,null,null,null,null,null,null,null,null,null,null,null,null,"","","","","","","","","","","","",""]
[null,null,null,null,null,null,null,null,null,null,null,null,null,null,null,null,null,null,"","","","","","","","","","","","",""]
[null,null,null,null,null,null,null,null,null,null,null,null,null,null,null,null,null,null,"","","","","","","","","","","","",""]
[null,null,null,null,null,null,null,null,null,null,null,null,null,null,null,null,null,null,"","","","","","","","","","","","",""]
[null,null,null,null,null,null,null,null,null,null,null,null,null,null,null,null,null,null,"","","","","","","","","","","","",""]
[null,null,null,null,null,null,null,null,null,null,null,null,null,null,null,null,null,null,"","","","","","","","","","","","",""]
[null,null,null,null,null,null,null,null,null,null,null,null,null,null,null,null,null,null,"","","","","","","","","","","","",""]
[null,null,null,null,null,null,null,null,null,null,null,null,null,null,null,null,null,null,"","","","","","","","","","","","",""]
[null,null,null,null,null,null,null,null,null,null,null,null,null,null,null,null,null,null,"","","","","","","","","","","","",""]
[null,null,null,null,null,null,null,null,null,null,null,null,null,null,null,null,null,null,"","","","","","","","","","","","",""]
[null,null,null,null,null,null,null,null,null,null,null,null,null,null,null,null,null,null,"","","","","","","","","","","","",""]
[null,null,null,null,null,null,null,null,null,null,null,null,null,null,null,null,null,null,"","","","","","","","","","","","",""]
[null,null,null,null,null,null,null,null,null,null,null,null,null,null,null,null,null,null,"","","","","","","","","","","","",""]
[null,null,null,null,null,null,null,null,null,null,null,null,null,null,null,null,null,null,"","","","","","","","","","","","",""]
[null,null,null,null,null,null,null,null,null,null,null,null,null,null,null,null,null,null,"","","","","","","","","","","","",""]
[null,null,null,null,null,null,null,null,null,null,null,null,null,null,null,null,null,null,"","","","","","","","","","","","",""]
[null,null,null,null,null,null,null,null,null,null,null,null,null,null,null,null,null,null,"","","","","","","","","","","","",""]
[null,null,null,null,null,null,null,null,null,null,null,null,null,null,null,null,null,null,"","","","","","","","","","","","",""]
[null,null,null,null,null,null,null,null,null,null,null,null,null,null,null,null,null,null,"","","","","","","","","","","","",""]
[null,null,null,null,null,null,null,null,null,null,null,null,null,null,null,null,null,null,"","","","","","","","","","","","",""]
[null,null,null,null,null,null,null,null,null,null,null,null,null,null,null,null,null,null,"","","","","","","","","","","","",""]
[null,null,null,null,null,null,null,null,null,null,null,null,null,null,null,null,null,null,"","","","","","","","","","","","",""]
[null,null,null,null,null,null,null,null,null,null,null,null,null,null,null,null,null,null,"","","","","","","","","","","","",""]
[null,null,null,null,null,null,null,null,null,null,null,null,null,null,null,null,null,null,"","","","","","","","","","","","",""]
[null,null,null,null,null,null,null,null,null,null,null,null,null,null,null,null,null,null,"","","","","","","","","","","","",""]
[null,null,null,null,null,null,null,null,null,null,null,null,null,null,null,null,null,null,"","","","","","","","","","","","",""]
[null,null,null,null,null,null,null,null,null,null,null,null,null,null,null,null,null,null,"","","","","","","","","","","","",""]
[null,null,null,null,null,null,null,null,null,null,null,null,null,null,null,null,null,null,"","","","","","","","","","","","",""]
[null,null,null,null,null,null,null,null,null,null,null,null,null,null,null,null,null,null,{"$f":"IF(ISBLANK(A964),\"\",IFERROR(A964+5-5,A964))","v":""},"","","",{"$f":"IF(ISBLANK(J964),\"\",J964+0)","v":""},{"$f":"IF(ISBLANK(K964),\"\",IFERROR(K964+0,K964))","v":""},{"$f":"IF(ISBLANK(L964),\"\",VALUE(L964))","v":""},{"$f":"IF(ISBLANK(M964),\"\",VALUE(M964))","v":""},{"$f":"IF(ISBLANK(G964),\"\",G964)","v":""},{"$f":"IF(ISNUMBER(W964),MONTH(W964)*100+DAY(J964),\"\")","v":""},"","",""]
[null,null,null,null,null,null,null,null,null,null,null,null,null,null,null,null,null,null,"",{"$f":"IF(LEFT(X965)=\"<\",1,\"\")","v":""},{"$f":"IF(LEFT(X965)=\"<\",0,IF(LEFT(X965)=\"e\",IF(ISNUMBER(Z965),Z965,Y965),X965))","v":""},{"$f":"IF(U965=0,IF(ISNUMBER(Z965),Z965/2,Y965/2),U965)","v":""},"","","","","","",{"$f":"IF(AB965>=AA$2,IF(AB965<=AB$2,S965,\"\"),\"\")","v":""},{"$f":"IF(AB965>=AA$2,IF(AB965<=AB$2,T965,\"\"),\"\")","v":""},{"$f":"IF(AB965>=AA$2,IF(AB965<=AB$2,U965,\"\"),\"\")","v":""}]
[null,null,null,null,null,null,null,null,null,null,null,null,null,null,null,null,null,null,"","","","","","","","","","","","",""]
[null,null,null,null,null,null,null,null,null,null,null,null,null,null,null,null,null,null,"","","","","","","","","","","","",""]
[null,null,null,null,null,null,null,null,null,null,null,null,null,null,null,null,null,null,"","","","","","","","","","","","",""]
[null,null,null,null,null,null,null,null,null,null,null,null,null,null,null,null,null,null,"","","","","","","","","","","","",""]
[null,null,null,null,null,null,null,null,null,null,null,null,null,null,null,null,null,null,"","","","","","","","","","","","",""]
[null,null,null,null,null,null,null,null,null,null,null,null,null,null,null,null,null,null,"","","","","","","","","","","","",""]
[null,null,null,null,null,null,null,null,null,null,null,null,null,null,null,null,null,null,"","","","","","","","","","","","",""]
[null,null,null,null,null,null,null,null,null,null,null,null,null,null,null,null,null,null,"","","","","","","","","","","","",""]
[null,null,null,null,null,null,null,null,null,null,null,null,null,null,null,null,null,null,"","","","","","","","","","","","",""]
[null,null,null,null,null,null,null,null,null,null,null,null,null,null,null,null,null,null,"","","","","","","","","","","","",""]
[null,null,null,null,null,null,null,null,null,null,null,null,null,null,null,null,null,null,"","","","","","","","","","","","",""]
[null,null,null,null,null,null,null,null,null,null,null,null,null,null,null,null,null,null,"","","","","","","","","","","","",""]
[null,null,null,null,null,null,null,null,null,null,null,null,null,null,null,null,null,null,"","","","","","","","","","","","",""]
[null,null,null,null,null,null,null,null,null,null,null,null,null,null,null,null,null,null,"","","","","","","","","","","","",""]
[null,null,null,null,null,null,null,null,null,null,null,null,null,null,null,null,null,null,"","","","","","","","","","","","",""]
[null,null,null,null,null,null,null,null,null,null,null,null,null,null,null,null,null,null,"","","","","","","","","","","","",""]
[null,null,null,null,null,null,null,null,null,null,null,null,null,null,null,null,null,null,"","","","","","","","","","","","",""]
[null,null,null,null,null,null,null,null,null,null,null,null,null,null,null,null,null,null,"","","","","","","","","","","","",""]
[null,null,null,null,null,null,null,null,null,null,null,null,null,null,null,null,null,null,"","","","","","","","","","","","",""]
[null,null,null,null,null,null,null,null,null,null,null,null,null,null,null,null,null,null,"","","","","","","","","","","","",""]
[null,null,null,null,null,null,null,null,null,null,null,null,null,null,null,null,null,null,"","","","","","","","","","","","",""]
[null,null,null,null,null,null,null,null,null,null,null,null,null,null,null,null,null,null,"","","","","","","","","","","","",""]
[null,null,null,null,null,null,null,null,null,null,null,null,null,null,null,null,null,null,"","","","","","","","","","","","",""]
[null,null,null,null,null,null,null,null,null,null,null,null,null,null,null,null,null,null,"","","","","","","","","","","","",""]
[null,null,null,null,null,null,null,null,null,null,null,null,null,null,null,null,null,null,"","","","","","","","","","","","",""]
[null,null,null,null,null,null,null,null,null,null,null,null,null,null,null,null,null,null,"","","","","","","","","","","","",""]
[null,null,null,null,null,null,null,null,null,null,null,null,null,null,null,null,null,null,"","","","","","","","","","","","",""]
[null,null,null,null,null,null,null,null,null,null,null,null,null,null,null,null,null,null,"","","","","","","","","","","","",""]
[null,null,null,null,null,null,null,null,null,null,null,null,null,null,null,null,null,null,"","","","","","","","","","","","",""]
[null,null,null,null,null,null,null,null,null,null,null,null,null,null,null,null,null,null,"","","","","","","","","","","","",""]
[null,null,null,null,null,null,null,null,null,null,null,null,null,null,null,null,null,null,"","","","","","","","","","","","",""]
[null,null,null,null,null,null,null,null,null,null,null,null,null,null,null,null,null,null,"","","","","","","","","","","","",""]
[null,null,null,null,null,null,null,null,null,null,null,null,null,null,null,null,null,null,"","","","","","","","","","","","",""]
[null,null,null,null,null,null,null,null,null,null,null,null,null,null,null,null,null,null,"","","","","","","","","","","","",""]
[null,null,null,null,null,null,null,null,null,null,null,null,null,null,null,null,null,null,"","","","","","","","","","","","",""]
[null,null,null,null,null,null,null,null,null,null,null,null,null,null,null,null,null,null,"","","","","","","","","","","","",""]
[null,null,null,null,null,null,null,null,null,null,null,null,null,null,null,null,null,null,"","","","","","","","","","","","",""]
[null,null,null,null,null,null,null,null,null,null,null,null,null,null,null,null,null,null,"","","","","","","","","","","","",""]
[null,null,null,null,null,null,null,null,null,null,null,null,null,null,null,null,null,null,"","","","","","","","","","","","",""]
[null,null,null,null,null,null,null,null,null,null,null,null,null,null,null,null,null,null,"","","","","","","","","","","","",""]
[null,null,null,null,null,null,null,null,null,null,null,null,null,null,null,null,null,null,"","","","","","","","","","","","",""]
[null,null,null,null,null,null,null,null,null,null,null,null,null,null,null,null,null,null,"","","","","","","","","","","","",""]
[null,null,null,null,null,null,null,null,null,null,null,null,null,null,null,null,null,null,"","","","","","","","","","","","",""]
[null,null,null,null,null,null,null,null,null,null,null,null,null,null,null,null,null,null,"","","","","","","","","","","","",""]
[null,null,null,null,null,null,null,null,null,null,null,null,null,null,null,null,null,null,"","","","","","","","","","","","",""]
[null,null,null,null,null,null,null,null,null,null,null,null,null,null,null,null,null,null,"","","","","","","","","","","","",""]
[null,null,null,null,null,null,null,null,null,null,null,null,null,null,null,null,null,null,"","","","","","","","","","","","",""]
[null,null,null,null,null,null,null,null,null,null,null,null,null,null,null,null,null,null,"","","","","","","","","","","","",""]
[null,null,null,null,null,null,null,null,null,null,null,null,null,null,null,null,null,null,"","","","","","","","","","","","",""]
[null,null,null,null,null,null,null,null,null,null,null,null,null,null,null,null,null,null,"","","","","","","","","","","","",""]
[null,null,null,null,null,null,null,null,null,null,null,null,null,null,null,null,null,null,"","","","","","","","","","","","",""]
[null,null,null,null,null,null,null,null,null,null,null,null,null,null,null,null,null,null,"","","","","","","","","","","","",""]
[null,null,null,null,null,null,null,null,null,null,null,null,null,null,null,null,null,null,"","","","","","","","","","","","",""]
[null,null,null,null,null,null,null,null,null,null,null,null,null,null,null,null,null,null,"","","","","","","","","","","","",""]
[null,null,null,null,null,null,null,null,null,null,null,null,null,null,null,null,null,null,"","","","","","","","","","","","",""]
[null,null,null,null,null,null,null,null,null,null,null,null,null,null,null,null,null,null,"","","","","","","","","","","","",""]
[null,null,null,null,null,null,null,null,null,null,null,null,null,null,null,null,null,null,"","","","","","","","","","","","",""]
[null,null,null,null,null,null,null,null,null,null,null,null,null,null,null,null,null,null,"","","","","","","","","","","","",""]
[null,null,null,null,null,null,null,null,null,null,null,null,null,null,null,null,null,null,"","","","","","","","","","","","",""]
[null,null,null,null,null,null,null,null,null,null,null,null,null,null,null,null,null,null,"","","","","","","","","","","","",""]
[null,null,null,null,null,null,null,null,null,null,null,null,null,null,null,null,null,null,"","","","","","","","","","","","",""]
[null,null,null,null,null,null,null,null,null,null,null,null,null,null,null,null,null,null,"","","","","","","","","","","","",""]
[null,null,null,null,null,null,null,null,null,null,null,null,null,null,null,null,null,null,"","","","","","","","","","","","",""]
[null,null,null,null,null,null,null,null,null,null,null,null,null,null,null,null,null,null,"","","","","","","","","","","","",""]
[null,null,null,null,null,null,null,null,null,null,null,null,null,null,null,null,null,null,"","","","","","","","","","","","",""]
[null,null,null,null,null,null,null,null,null,null,null,null,null,null,null,null,null,null,"","","","","","","","","","","","",""]
[null,null,null,null,null,null,null,null,null,null,null,null,null,null,null,null,null,null,"","","","","","","","","","","","",""]
[null,null,null,null,null,null,null,null,null,null,null,null,null,null,null,null,null,null,"","","","","","","","","","","","",""]
[null,null,null,null,null,null,null,null,null,null,null,null,null,null,null,null,null,null,"","","","","","","","","","","","",""]
[null,null,null,null,null,null,null,null,null,null,null,null,null,null,null,null,null,null,"","","","","","","","","","","","",""]
[null,null,null,null,null,null,null,null,null,null,null,null,null,null,null,null,null,null,"","","","","","","","","","","","",""]
[null,null,null,null,null,null,null,null,null,null,null,null,null,null,null,null,null,null,"","","","","","","","","","","","",""]
[null,null,null,null,null,null,null,null,null,null,null,null,null,null,null,null,null,null,"","","","","","","","","","","","",""]
[null,null,null,null,null,null,null,null,null,null,null,null,null,null,null,null,null,null,"","","","","","","","","","","","",""]
[null,null,null,null,null,null,null,null,null,null,null,null,null,null,null,null,null,null,"","","","","","","","","","","","",""]
[null,null,null,null,null,null,null,null,null,null,null,null,null,null,null,null,null,null,"","","","","","","","","","","","",""]
[null,null,null,null,null,null,null,null,null,null,null,null,null,null,null,null,null,null,"","","","","","","","","","","","",""]
[null,null,null,null,null,null,null,null,null,null,null,null,null,null,null,null,null,null,"","","","","","","","","","","","",""]
[null,null,null,null,null,null,null,null,null,null,null,null,null,null,null,null,null,null,"","","","","","","","","","","","",""]
[null,null,null,null,null,null,null,null,null,null,null,null,null,null,null,null,null,null,"","","","","","","","","","","","",""]
[null,null,null,null,null,null,null,null,null,null,null,null,null,null,null,null,null,null,"","","","","","","","","","","","",""]
[null,null,null,null,null,null,null,null,null,null,null,null,null,null,null,null,null,null,"","","","","","","","","","","","",""]
[null,null,null,null,null,null,null,null,null,null,null,null,null,null,null,null,null,null,"","","","","","","","","","","","",""]
[null,null,null,null,null,null,null,null,null,null,null,null,null,null,null,null,null,null,"","","","","","","","","","","","",""]
[null,null,null,null,null,null,null,null,null,null,null,null,null,null,null,null,null,null,"","","","","","","","","","","","",""]
[null,null,null,null,null,null,null,null,null,null,null,null,null,null,null,null,null,null,"","","","","","","","","","","","",""]
[null,null,null,null,null,null,null,null,null,null,null,null,null,null,null,null,null,null,"","","","","","","","","","","","",""]
[null,null,null,null,null,null,null,null,null,null,null,null,null,null,null,null,null,null,"","","","","","","","","","","","",""]
[null,null,null,null,null,null,null,null,null,null,null,null,null,null,null,null,null,null,"","","","","","","","","","","","",""]
[null,null,null,null,null,null,null,null,null,null,null,null,null,null,null,null,null,null,"","","","","","","","","","","","",""]
[null,null,null,null,null,null,null,null,null,null,null,null,null,null,null,null,null,null,"","","","","","","","","","","","",""]
[null,null,null,null,null,null,null,null,null,null,null,null,null,null,null,null,null,null,"","","","","","","","","","","","",""]
[null,null,null,null,null,null,null,null,null,null,null,null,null,null,null,null,null,null,"","","","","","","","","","","","",""]
[null,null,null,null,null,null,null,null,null,null,null,null,null,null,null,null,null,null,"","","","","","","","","","","","",""]
[null,null,null,null,null,null,null,null,null,null,null,null,null,null,null,null,null,null,"","","","","","","","","","","","",""]
[null,null,null,null,null,null,null,null,null,null,null,null,null,null,null,null,null,null,"","","","","","","","","","","","",""]
[null,null,null,null,null,null,null,null,null,null,null,null,null,null,null,null,null,null,{"$f":"IF(ISBLANK(A1540),\"\",IFERROR(A1540+5-5,A1540))","v":""},"","","",{"$f":"IF(ISBLANK(J1540),\"\",J1540+0)","v":""},{"$f":"IF(ISBLANK(K1540),\"\",IFERROR(K1540+0,K1540))","v":""},{"$f":"IF(ISBLANK(L1540),\"\",VALUE(L1540))","v":""},{"$f":"IF(ISBLANK(M1540),\"\",VALUE(M1540))","v":""},{"$f":"IF(ISBLANK(G1540),\"\",G1540)","v":""},{"$f":"IF(ISNUMBER(W1540),MONTH(W1540)*100+DAY(J1540),\"\")","v":""},"","",""]
[null,null,null,null,null,null,null,null,null,null,null,null,null,null,null,null,null,null,"","","","","","","","","","","","",""]
[null,null,null,null,null,null,null,null,null,null,null,null,null,null,null,null,null,null,"","","","","","","","","","","","",""]
[null,null,null,null,null,null,null,null,null,null,null,null,null,null,null,null,null,null,"","","","","","","","","","","","",""]
[null,null,null,null,null,null,null,null,null,null,null,null,null,null,null,null,null,null,"","","","","","","","","","","","",""]
[null,null,null,null,null,null,null,null,null,null,null,null,null,null,null,null,null,null,"","","","","","","","","","","","",""]
[null,null,null,null,null,null,null,null,null,null,null,null,null,null,null,null,null,null,"","","","","","","","","","","","",""]
[null,null,null,null,null,null,null,null,null,null,null,null,null,null,null,null,null,null,"","","","","","","","","","","","",""]
[null,null,null,null,null,null,null,null,null,null,null,null,null,null,null,null,null,null,"","","","","","","","","","","","",""]
[null,null,null,null,null,null,null,null,null,null,null,null,null,null,null,null,null,null,"","","","","","","","","","","","",""]
[null,null,null,null,null,null,null,null,null,null,null,null,null,null,null,null,null,null,"","","","","","","","","","","","",""]
[null,null,null,null,null,null,null,null,null,null,null,null,null,null,null,null,null,null,"","","","","","","","","","","","",""]
[null,null,null,null,null,null,null,null,null,null,null,null,null,null,null,null,null,null,"","","","","","","","","","","","",""]
[null,null,null,null,null,null,null,null,null,null,null,null,null,null,null,null,null,null,"","","","","","","","","","","","",""]
[null,null,null,null,null,null,null,null,null,null,null,null,null,null,null,null,null,null,"","","","","","","","","","","","",""]
[null,null,null,null,null,null,null,null,null,null,null,null,null,null,null,null,null,null,"","","","","","","","","","","","",""]
[null,null,null,null,null,null,null,null,null,null,null,null,null,null,null,null,null,null,"","","","","","","","","","","","",""]
[null,null,null,null,null,null,null,null,null,null,null,null,null,null,null,null,null,null,"","","","","","","","","","","","",""]
[null,null,null,null,null,null,null,null,null,null,null,null,null,null,null,null,null,null,"","","","","","","","","","","","",""]
[null,null,null,null,null,null,null,null,null,null,null,null,null,null,null,null,null,null,"","","","","","","","","","","","",""]
[null,null,null,null,null,null,null,null,null,null,null,null,null,null,null,null,null,null,"","","","","","","","","","","","",""]
[null,null,null,null,null,null,null,null,null,null,null,null,null,null,null,null,null,null,"","","","","","","","","","","","",""]
[null,null,null,null,null,null,null,null,null,null,null,null,null,null,null,null,null,null,{"$f":"IF(ISBLANK(A1732),\"\",IFERROR(A1732+5-5,A1732))","v":""},"","","",{"$f":"IF(ISBLANK(J1732),\"\",J1732+0)","v":""},{"$f":"IF(ISBLANK(K1732),\"\",IFERROR(K1732+0,K1732))","v":""},{"$f":"IF(ISBLANK(L1732),\"\",VALUE(L1732))","v":""},{"$f":"IF(ISBLANK(M1732),\"\",VALUE(M1732))","v":""},{"$f":"IF(ISBLANK(G1732),\"\",G1732)","v":""},{"$f":"IF(ISNUMBER(W1732),MONTH(W1732)*100+DAY(J1732),\"\")","v":""},"","",""]
[null,null,null,null,null,null,null,null,null,null,null,null,null,null,null,null,null,null,"","","","","","","","","","","","",""]
[null,null,null,null,null,null,null,null,null,null,null,null,null,null,null,null,null,null,"","","","","","","","","","","","",""]
[null,null,null,null,null,null,null,null,null,null,null,null,null,null,null,null,null,null,"","","","","","","","","","","","",""]
[null,null,null,null,null,null,null,null,null,null,null,null,null,null,null,null,null,null,"","","","","","","","","","","","",""]
[null,null,null,null,null,null,null,null,null,null,null,null,null,null,null,null,null,null,"","","","","","","","","","","","",""]
[null,null,null,null,null,null,null,null,null,null,null,null,null,null,null,null,null,null,"","","","","","","","","","","","",""]
[null,null,null,null,null,null,null,null,null,null,null,null,null,null,null,null,null,null,"","","","","","","","","","","","",""]
[null,null,null,null,null,null,null,null,null,null,null,null,null,null,null,null,null,null,"","","","","","","","","","","","",""]
[null,null,null,null,null,null,null,null,null,null,null,null,null,null,null,null,null,null,"","","","","","","","","","","","",""]
[null,null,null,null,null,null,null,null,null,null,null,null,null,null,null,null,null,null,"","","","","","","","","","","","",""]
[null,null,null,null,null,null,null,null,null,null,null,null,null,null,null,null,null,null,"","","","","","","","","","","","",""]
[null,null,null,null,null,null,null,null,null,null,null,null,null,null,null,null,null,null,"","","","","","","","","","","","",""]
[null,null,null,null,null,null,null,null,null,null,null,null,null,null,null,null,null,null,"","","","","","","","","","","","",""]
[null,null,null,null,null,null,null,null,null,null,null,null,null,null,null,null,null,null,"","","","","","","","","","","","",""]
[null,null,null,null,null,null,null,null,null,null,null,null,null,null,null,null,null,null,{"$f":"IF(ISBLANK(A1860),\"\",IFERROR(A1860+5-5,A1860))","v":""},"","","",{"$f":"IF(ISBLANK(J1860),\"\",J1860+0)","v":""},{"$f":"IF(ISBLANK(K1860),\"\",IFERROR(K1860+0,K1860))","v":""},{"$f":"IF(ISBLANK(L1860),\"\",VALUE(L1860))","v":""},{"$f":"IF(ISBLANK(M1860),\"\",VALUE(M1860))","v":""},{"$f":"IF(ISBLANK(G1860),\"\",G1860)","v":""},{"$f":"IF(ISNUMBER(W1860),MONTH(W1860)*100+DAY(J1860),\"\")","v":""},"","",""]
[null,null,null,null,null,null,null,null,null,null,null,null,null,null,null,null,null,null,"","","","","","","","","","","","",""]
[null,null,null,null,null,null,null,null,null,null,null,null,null,null,null,null,null,null,"","","","","","","","","","","","",""]
[null,null,null,null,null,null,null,null,null,null,null,null,null,null,null,null,null,null,"","","","","","","","","","","","",""]
[null,null,null,null,null,null,null,null,null,null,null,null,null,null,null,null,null,null,"","","","","","","","","","","","",""]
[null,null,null,null,null,null,null,null,null,null,null,null,null,null,null,null,null,null,"","","","","","","","","","","","",""]
[null,null,null,null,null,null,null,null,null,null,null,null,null,null,null,null,null,null,"","","","","","","","","","","","",""]
[null,null,null,null,null,null,null,null,null,null,null,null,null,null,null,null,null,null,"","","","","","","","","","","","",""]
[null,null,null,null,null,null,null,null,null,null,null,null,null,null,null,null,null,null,"","","","","","","","","","","","",""]
[null,null,null,null,null,null,null,null,null,null,null,null,null,null,null,null,null,null,"","","","","","","","","","","","",""]
[null,null,null,null,null,null,null,null,null,null,null,null,null,null,null,null,null,null,"","","","","","","","","","","","",""]
[null,null,null,null,null,null,null,null,null,null,null,null,null,null,null,null,null,null,"","","","","","","","","","","","",""]
[null,null,null,null,null,null,null,null,null,null,null,null,null,null,null,null,null,null,"","","","","","","","","","","","",""]
[null,null,null,null,null,null,null,null,null,null,null,null,null,null,null,null,null,null,"","","","","","","","","","","","",""]
[null,null,null,null,null,null,null,null,null,null,null,null,null,null,null,null,null,null,"","","","","","","","","","","","",""]
[null,null,null,null,null,null,null,null,null,null,null,null,null,null,null,null,null,null,"","","","","","","","","","","","",""]
[null,null,null,null,null,null,null,null,null,null,null,null,null,null,null,null,null,null,"","","","","","","","","","","","",""]
[null,null,null,null,null,null,null,null,null,null,null,null,null,null,null,null,null,null,"","","","","","","","","","","","",""]
[null,null,null,null,null,null,null,null,null,null,null,null,null,null,null,null,null,null,"","","","","","","","","","","","",""]
[null,null,null,null,null,null,null,null,null,null,null,null,null,null,null,null,null,null,"","","","","","","","","","","","",""]
[null,null,null,null,null,null,null,null,null,null,null,null,null,null,null,null,null,null,"","","","","","","","","","","","",""]
[null,null,null,null,null,null,null,null,null,null,null,null,null,null,null,null,null,null,"","","","","","","","","","","","",""]
[null,null,null,null,null,null,null,null,null,null,null,null,null,null,null,null,null,null,{"$f":"IF(ISBLANK(A2052),\"\",IFERROR(A2052+5-5,A2052))","v":""},"","","",{"$f":"IF(ISBLANK(J2052),\"\",J2052+0)","v":""},{"$f":"IF(ISBLANK(K2052),\"\",IFERROR(K2052+0,K2052))","v":""},{"$f":"IF(ISBLANK(L2052),\"\",VALUE(L2052))","v":""},{"$f":"IF(ISBLANK(M2052),\"\",VALUE(M2052))","v":""},{"$f":"IF(ISBLANK(G2052),\"\",G2052)","v":""},{"$f":"IF(ISNUMBER(W2052),MONTH(W2052)*100+DAY(J2052),\"\")","v":""},"","",""]
[null,null,null,null,null,null,null,null,null,null,null,null,null,null,null,null,null,null,"","","","","","","","","","","","",""]
[null,null,null,null,null,null,null,null,null,null,null,null,null,null,null,null,null,null,"","","","","","","","","","","","",""]
[null,null,null,null,null,null,null,null,null,null,null,null,null,null,null,null,null,null,"","","","","","","","","","","","",""]
[null,null,null,null,null,null,null,null,null,null,null,null,null,null,null,null,null,null,"","","","","","","","","","","","",""]
[null,null,null,null,null,null,null,null,null,null,null,null,null,null,null,null,null,null,"","","","","","","","","","","","",""]
[null,null,null,null,null,null,null,null,null,null,null,null,null,null,null,null,null,null,"","","","","","","","","","","","",""]
[null,null,null,null,null,null,null,null,null,null,null,null,null,null,null,null,null,null,"","","","","","","","","","","","",""]
[null,null,null,null,null,null,null,null,null,null,null,null,null,null,null,null,null,null,"","","","","","","","","","","","",""]
[null,null,null,null,null,null,null,null,null,null,null,null,null,null,null,null,null,null,"","","","","","","","","","","","",""]
[null,null,null,null,null,null,null,null,null,null,null,null,null,null,null,null,null,null,"","","","","","","","","","","","",""]
[null,null,null,null,null,null,null,null,null,null,null,null,null,null,null,null,null,null,"","","","","","","","","","","","",""]
[null,null,null,null,null,null,null,null,null,null,null,null,null,null,null,null,null,null,"","","","","","","","","","","","",""]
[null,null,null,null,null,null,null,null,null,null,null,null,null,null,null,null,null,null,"","","","","","","","","","","","",""]
[null,null,null,null,null,null,null,null,null,null,null,null,null,null,null,null,null,null,"","","","","","","","","","","","",""]
[null,null,null,null,null,null,null,null,null,null,null,null,null,null,null,null,null,null,"","","","","","","","","","","","",""]
[null,null,null,null,null,null,null,null,null,null,null,null,null,null,null,null,null,null,"","","","","","","","","","","","",""]
[null,null,null,null,null,null,null,null,null,null,null,null,null,null,null,null,null,null,"","","","","","","","","","","","",""]
[null,null,null,null,null,null,null,null,null,null,null,null,null,null,null,null,null,null,"","","","","","","","","","","","",""]
[null,null,null,null,null,null,null,null,null,null,null,null,null,null,null,null,null,null,"","","","","","","","","","","","",""]
[null,null,null,null,null,null,null,null,null,null,null,null,null,null,null,null,null,null,"","","","","","","","","","","","",""]
[null,null,null,null,null,null,null,null,null,null,null,null,null,null,null,null,null,null,"","","","","","","","","","","","",""]
[null,null,null,null,null,null,null,null,null,null,null,null,null,null,null,null,null,null,"","","","","","","","","","","","",""]
[null,null,null,null,null,null,null,null,null,null,null,null,null,null,null,null,null,null,"","","","","","","","","","","","",""]
[null,null,null,null,null,null,null,null,null,null,null,null,null,null,null,null,null,null,"","","","","","","","","","","","",""]
[null,null,null,null,null,null,null,null,null,null,null,null,null,null,null,null,null,null,"","","","","","","","","","","","",""]
[null,null,null,null,null,null,null,null,null,null,null,null,null,null,null,null,null,null,"","","","","","","","","","","","",""]
[null,null,null,null,null,null,null,null,null,null,null,null,null,null,null,null,null,null,"","","","","","","","","","","","",""]
[null,null,null,null,null,null,null,null,null,null,null,null,null,null,null,null,null,null,"","","","","","","","","","","","",""]
[null,null,null,null,null,null,null,null,null,null,null,null,null,null,null,null,null,null,"","","","","","","","","","","","",""]
[null,null,null,null,null,null,null,null,null,null,null,null,null,null,null,null,null,null,"","","","","","","","","","","","",""]
[null,null,null,null,null,null,null,null,null,null,null,null,null,null,null,null,null,null,"","","","","","","","","","","","",""]
[null,null,null,null,null,null,null,null,null,null,null,null,null,null,null,null,null,null,"","","","","","","","","","","","",""]
[null,null,null,null,null,null,null,null,null,null,null,null,null,null,null,null,null,null,"","","","","","","","","","","","",""]
[null,null,null,null,null,null,null,null,null,null,null,null,null,null,null,null,null,null,"","","","","","","","","","","","",""]
[null,null,null,null,null,null,null,null,null,null,null,null,null,null,null,null,null,null,"","","","","","","","","","","","",""]
[null,null,null,null,null,null,null,null,null,null,null,null,null,null,null,null,null,null,"","","","","","","","","","","","",""]
[null,null,null,null,null,null,null,null,null,null,null,null,null,null,null,null,null,null,"","","","","","","","","","","","",""]
[null,null,null,null,null,null,null,null,null,null,null,null,null,null,null,null,null,null,"","","","","","","","","","","","",""]
[null,null,null,null,null,null,null,null,null,null,null,null,null,null,null,null,null,null,"","","","","","","","","","","","",""]
[null,null,null,null,null,null,null,null,null,null,null,null,null,null,null,null,null,null,"","","","","","","","","","","","",""]
[null,null,null,null,null,null,null,null,null,null,null,null,null,null,null,null,null,null,"","","","","","","","","","","","",""]
[null,null,null,null,null,null,null,null,null,null,null,null,null,null,null,null,null,null,"","","","","","","","","","","","",""]
[null,null,null,null,null,null,null,null,null,null,null,null,null,null,null,null,null,null,"","","","","","","","","","","","",""]
[null,null,null,null,null,null,null,null,null,null,null,null,null,null,null,null,null,null,"","","","","","","","","","","","",""]
[null,null,null,null,null,null,null,null,null,null,null,null,null,null,null,null,null,null,"","","","","","","","","","","","",""]
[null,null,null,null,null,null,null,null,null,null,null,null,null,null,null,null,null,null,"","","","","","","","","","","","",""]
[null,null,null,null,null,null,null,null,null,null,null,null,null,null,null,null,null,null,"","","","","","","","","","","","",""]
[null,null,null,null,null,null,null,null,null,null,null,null,null,null,null,null,null,null,"","","","","","","","","","","","",""]
[null,null,null,null,null,null,null,null,null,null,null,null,null,null,null,null,null,null,"","","","","","","","","","","","",""]
[null,null,null,null,null,null,null,null,null,null,null,null,null,null,null,null,null,null,"","","","","","","","","","","","",""]
[null,null,null,null,null,null,null,null,null,null,null,null,null,null,null,null,null,null,"","","","","","","","","","","","",""]
[null,null,null,null,null,null,null,null,null,null,null,null,null,null,null,null,null,null,"","","","","","","","","","","","",""]
[null,null,null,null,null,null,null,null,null,null,null,null,null,null,null,null,null,null,"","","","","","","","","","","","",""]
[null,null,null,null,null,null,null,null,null,null,null,null,null,null,null,null,null,null,"","","","","","","","","","","","",""]
[null,null,null,null,null,null,null,null,null,null,null,null,null,null,null,null,null,null,"","","","","","","","","","","","",""]
[null,null,null,null,null,null,null,null,null,null,null,null,null,null,null,null,null,null,"","","","","","","","","","","","",""]
[null,null,null,null,null,null,null,null,null,null,null,null,null,null,null,null,null,null,"","","","","","","","","","","","",""]
[null,null,null,null,null,null,null,null,null,null,null,null,null,null,null,null,null,null,"","","","","","","","","","","","",""]
[null,null,null,null,null,null,null,null,null,null,null,null,null,null,null,null,null,null,"","","","","","","","","","","","",""]
[null,null,null,null,null,null,null,null,null,null,null,null,null,null,null,null,null,null,"","","","","","","","","","","","",""]
[null,null,null,null,null,null,null,null,null,null,null,null,null,null,null,null,null,null,"","","","","","","","","","","","",""]
[null,null,null,null,null,null,null,null,null,null,null,null,null,null,null,null,null,null,"","","","","","","","","","","","",""]
[null,null,null,null,null,null,null,null,null,null,null,null,null,null,null,null,null,null,"","","","","","","","","","","","",""]
[null,null,null,null,null,null,null,null,null,null,null,null,null,null,null,null,null,null,"","","","","","","","","","","","",""]
[null,null,null,null,null,null,null,null,null,null,null,null,null,null,null,null,null,null,"","","","","","","","","","","","",""]
[null,null,null,null,null,null,null,null,null,null,null,null,null,null,null,null,null,null,"","","","","","","","","","","","",""]
[null,null,null,null,null,null,null,null,null,null,null,null,null,null,null,null,null,null,"","","","","","","","","","","","",""]
[null,null,null,null,null,null,null,null,null,null,null,null,null,null,null,null,null,null,"","","","","","","","","","","","",""]
[null,null,null,null,null,null,null,null,null,null,null,null,null,null,null,null,null,null,"","","","","","","","","","","","",""]
[null,null,null,null,null,null,null,null,null,null,null,null,null,null,null,null,null,null,"","","","","","","","","","","","",""]
[null,null,null,null,null,null,null,null,null,null,null,null,null,null,null,null,null,null,"","","","","","","","","","","","",""]
[null,null,null,null,null,null,null,null,null,null,null,null,null,null,null,null,null,null,"","","","","","","","","","","","",""]
[null,null,null,null,null,null,null,null,null,null,null,null,null,null,null,null,null,null,"","","","","","","","","","","","",""]
[null,null,null,null,null,null,null,null,null,null,null,null,null,null,null,null,null,null,"","","","","","","","","","","","",""]
[null,null,null,null,null,null,null,null,null,null,null,null,null,null,null,null,null,null,"","","","","","","","","","","","",""]
[null,null,null,null,null,null,null,null,null,null,null,null,null,null,null,null,null,null,"","","","","","","","","","","","",""]
[null,null,null,null,null,null,null,null,null,null,null,null,null,null,null,null,null,null,"","","","","","","","","","","","",""]
[null,null,null,null,null,null,null,null,null,null,null,null,null,null,null,null,null,null,"","","","","","","","","","","","",""]
[null,null,null,null,null,null,null,null,null,null,null,null,null,null,null,null,null,null,"","","","","","","","","","","","",""]
[null,null,null,null,null,null,null,null,null,null,null,null,null,null,null,null,null,null,"","","","","","","","","","","","",""]
[null,null,null,null,null,null,null,null,null,null,null,null,null,null,null,null,null,null,"","","","","","","","","","","","",""]
[null,null,null,null,null,null,null,null,null,null,null,null,null,null,null,null,null,null,"","","","","","","","","","","","",""]
[null,null,null,null,null,null,null,null,null,null,null,null,null,null,null,null,null,null,"","","","","","","","","","","","",""]
[null,null,null,null,null,null,null,null,null,null,null,null,null,null,null,null,null,null,"","","","","","","","","","","","",""]
[null,null,null,null,null,null,null,null,null,null,null,null,null,null,null,null,null,null,"","","","","","","","","","","","",""]
[null,null,null,null,null,null,null,null,null,null,null,null,null,null,null,null,null,null,"","","","","","","","","","","","",""]
[null,null,null,null,null,null,null,null,null,null,null,null,null,null,null,null,null,null,"","","","","","","","","","","","",""]
[null,null,null,null,null,null,null,null,null,null,null,null,null,null,null,null,null,null,"","","","","","","","","","","","",""]
[null,null,null,null,null,null,null,null,null,null,null,null,null,null,null,null,null,null,"","","","","","","","","","","","",""]
[null,null,null,null,null,null,null,null,null,null,null,null,null,null,null,null,null,null,"","","","","","","","","","","","",""]
[null,null,null,null,null,null,null,null,null,null,null,null,null,null,null,null,null,null,"","","","","","","","","","","","",""]
[null,null,null,null,null,null,null,null,null,null,null,null,null,null,null,null,null,null,"","","","","","","","","","","","",""]
[null,null,null,null,null,null,null,null,null,null,null,null,null,null,null,null,null,null,"","","","","","","","","","","","",""]
[null,null,null,null,null,null,null,null,null,null,null,null,null,null,null,null,null,null,"","","","","","","","","","","","",""]
[null,null,null,null,null,null,null,null,null,null,null,null,null,null,null,null,null,null,{"$f":"IF(ISBLANK(A2884),\"\",IFERROR(A2884+5-5,A2884))","v":""},"","","",{"$f":"IF(ISBLANK(J2884),\"\",J2884+0)","v":""},{"$f":"IF(ISBLANK(K2884),\"\",IFERROR(K2884+0,K2884))","v":""},{"$f":"IF(ISBLANK(L2884),\"\",VALUE(L2884))","v":""},{"$f":"IF(ISBLANK(M2884),\"\",VALUE(M2884))","v":""},{"$f":"IF(ISBLANK(G2884),\"\",G2884)","v":""},{"$f":"IF(ISNUMBER(W2884),MONTH(W2884)*100+DAY(J2884),\"\")","v":""},"","",""]
[null,null,null,null,null,null,null,null,null,null,null,null,null,null,null,null,null,null,"","","","","","","","","","","","",""]
[null,null,null,null,null,null,null,null,null,null,null,null,null,null,null,null,null,null,"","","","","","","","","","","","",""]
[null,null,null,null,null,null,null,null,null,null,null,null,null,null,null,null,null,null,"","","","","","","","","","","","",""]
[null,null,null,null,null,null,null,null,null,null,null,null,null,null,null,null,null,null,"","","","","","","","","","","","",""]
[null,null,null,null,null,null,null,null,null,null,null,null,null,null,null,null,null,null,"","","","","","","","","","","","",""]
[null,null,null,null,null,null,null,null,null,null,null,null,null,null,null,null,null,null,"","","","","","","","","","","","",""]
[null,null,null,null,null,null,null,null,null,null,null,null,null,null,null,null,null,null,"","","","","","","","","","","","",""]
[null,null,null,null,null,null,null,null,null,null,null,null,null,null,null,null,null,null,"","","","","","","","","","","","",""]
[null,null,null,null,null,null,null,null,null,null,null,null,null,null,null,null,null,null,"","","","","","","","","","","","",""]
[null,null,null,null,null,null,null,null,null,null,null,null,null,null,null,null,null,null,"","","","","","","","","","","","",""]
[null,null,null,null,null,null,null,null,null,null,null,null,null,null,null,null,null,null,"","","","","","","","","","","","",""]
[null,null,null,null,null,null,null,null,null,null,null,null,null,null,null,null,null,null,"","","","","","","","","","","","",""]
[null,null,null,null,null,null,null,null,null,null,null,null,null,null,null,null,null,null,"","","","","","","","","","","","",""]
[null,null,null,null,null,null,null,null,null,null,null,null,null,null,null,null,null,null,"",{"$f":"IF(LEFT(X3005)=\"<\",1,\"\")","v":""},{"$f":"IF(LEFT(X3005)=\"<\",0,IF(LEFT(X3005)=\"e\",IF(ISNUMBER(Z3005),Z3005,Y3005),X3005))","v":""},{"$f":"IF(U3005=0,IF(ISNUMBER(Z3005),Z3005/2,Y3005/2),U3005)","v":""},"","","","","","",{"$f":"IF(AB3005>=AA$2,IF(AB3005<=AB$2,S3005,\"\"),\"\")","v":""},{"$f":"IF(AB3005>=AA$2,IF(AB3005<=AB$2,T3005,\"\"),\"\")","v":""}]
[null,null,null,null,null,null,null,null,null,null,null,null,null,null,null,null,null,null,"","","","","","","","","","","",""]
[null,null,null,null,null,null,null,null,null,null,null,null,null,null,null,null,null,null,"","","","","","","","","","","",""]
[null,null,null,null,null,null,null,null,null,null,null,null,null,null,null,null,null,null,"","","","","","","","","","","",""]
[null,null,null,null,null,null,null,null,null,null,null,null,null,null,null,null,null,null,"","","","","","","","","","","",""]
[null,null,null,null,null,null,null,null,null,null,null,null,null,null,null,null,null,null,"","","","","","","","","","","",""]
[null,null,null,null,null,null,null,null,null,null,null,null,null,null,null,null,null,null,"","","","","","","","","","","",""]
[null,null,null,null,null,null,null,null,null,null,null,null,null,null,null,null,null,null,"","","","","","","","","","","",""]
[null,null,null,null,null,null,null,null,null,null,null,null,null,null,null,null,null,null,"","","","","","","","","","","",""]
[null,null,null,null,null,null,null,null,null,null,null,null,null,null,null,null,null,null,"","","","","","","","","","","",""]
[null,null,null,null,null,null,null,null,null,null,null,null,null,null,null,null,null,null,"","","","","","","","","","","",""]
[null,null,null,null,null,null,null,null,null,null,null,null,null,null,null,null,null,null,"","","","","","","","","","","",""]
[null,null,null,null,null,null,null,null,null,null,null,null,null,null,null,null,null,null,"","","","","","","","","","","",""]
[null,null,null,null,null,null,null,null,null,null,null,null,null,null,null,null,null,null,"","","","","","","","","","","",""]
[null,null,null,null,null,null,null,null,null,null,null,null,null,null,null,null,null,null,"","","","","","","","","","","",""]
[null,null,null,null,null,null,null,null,null,null,null,null,null,null,null,null,null,null,"","","","","","","","","","","",""]
[null,null,null,null,null,null,null,null,null,null,null,null,null,null,null,null,null,null,"","","","","","","","","","","",""]
[null,null,null,null,null,null,null,null,null,null,null,null,null,null,null,null,null,null,"","","","","","","","","","","",""]
[null,null,null,null,null,null,null,null,null,null,null,null,null,null,null,null,null,null,"","","","","","","","","","","",""]
[null,null,null,null,null,null,null,null,null,null,null,null,null,null,null,null,null,null,"","","","","","","","","","","",""]
[null,null,null,null,null,null,null,null,null,null,null,null,null,null,null,null,null,null,"","","","","","","","","","","",""]
[null,null,null,null,null,null,null,null,null,null,null,null,null,null,null,null,null,null,"","","","","","","","","","","",""]
[null,null,null,null,null,null,null,null,null,null,null,null,null,null,null,null,null,null,"",{"$f":"IF(LEFT(X3197)=\"<\",1,\"\")","v":""},{"$f":"IF(LEFT(X3197)=\"<\",0,IF(LEFT(X3197)=\"e\",IF(ISNUMBER(Z3197),Z3197,Y3197),X3197))","v":""},{"$f":"IF(U3197=0,IF(ISNUMBER(Z3197),Z3197/2,Y3197/2),U3197)","v":""},"","","","","","",{"$f":"IF(AB3197>=AA$2,IF(AB3197<=AB$2,S3197,\"\"),\"\")","v":""},{"$f":"IF(AB3197>=AA$2,IF(AB3197<=AB$2,T3197,\"\"),\"\")","v":""}]
[null,null,null,null,null,null,null,null,null,null,null,null,null,null,null,null,null,null,"","","","","","","","","","","",""]
[null,null,null,null,null,null,null,null,null,null,null,null,null,null,null,null,null,null,"","","","","","","","","","","",""]
[null,null,null,null,null,null,null,null,null,null,null,null,null,null,null,null,null,null,"","","","","","","","","","","",""]
[null,null,null,null,null,null,null,null,null,null,null,null,null,null,null,null,null,null,"","","","","","","","","","","",""]
[null,null,null,null,null,null,null,null,null,null,null,null,null,null,null,null,null,null,"","","","","","","","","","","",""]
[null,null,null,null,null,null,null,null,null,null,null,null,null,null,null,null,null,null,"","","","","","","","","","","",""]
[null,null,null,null,null,null,null,null,null,null,null,null,null,null,null,null,null,null,"","","","","","","","","","","",""]
[null,null,null,null,null,null,null,null,null,null,null,null,null,null,null,null,null,null,"","","","","","","","","","","",""]
[null,null,null,null,null,null,null,null,null,null,null,null,null,null,null,null,null,null,"","","","","","","","","","","",""]
[null,null,null,null,null,null,null,null,null,null,null,null,null,null,null,null,null,null,"","","","","","","","","","","",""]
[null,null,null,null,null,null,null,null,null,null,null,null,null,null,null,null,null,null,"","","","","","","","","","","",""]
[null,null,null,null,null,null,null,null,null,null,null,null,null,null,null,null,null,null,"","","","","","","","","","","",""]
[null,null,null,null,null,null,null,null,null,null,null,null,null,null,null,null,null,null,"","","","","","","","","","","",""]
[null,null,null,null,null,null,null,null,null,null,null,null,null,null,null,null,null,null,"","","","","","","","","","","",""]
[null,null,null,null,null,null,null,null,null,null,null,null,null,null,null,null,null,null,"","","","","","","","","","","",""]
[null,null,null,null,null,null,null,null,null,null,null,null,null,null,null,null,null,null,"","","","","","","","","","","",""]
[null,null,null,null,null,null,null,null,null,null,null,null,null,null,null,null,null,null,"","","","","","","","","","","",""]
[null,null,null,null,null,null,null,null,null,null,null,null,null,null,null,null,null,null,"","","","","","","","","","","",""]
[null,null,null,null,null,null,null,null,null,null,null,null,null,null,null,null,null,null,"","","","","","","","","","","",""]
[null,null,null,null,null,null,null,null,null,null,null,null,null,null,null,null,null,null,"","","","","","","","","","","",""]
[null,null,null,null,null,null,null,null,null,null,null,null,null,null,null,null,null,null,"","","","","","","","","","","",""]
[null,null,null,null,null,null,null,null,null,null,null,null,null,null,null,null,null,null,"","","","","","","","","","","",""]
[null,null,null,null,null,null,null,null,null,null,null,null,null,null,null,null,null,null,"","","","","","","","","","","",""]
[null,null,null,null,null,null,null,null,null,null,null,null,null,null,null,null,null,null,"","","","","","","","","","","",""]
[null,null,null,null,null,null,null,null,null,null,null,null,null,null,null,null,null,null,"","","","","","","","","","","",""]
[null,null,null,null,null,null,null,null,null,null,null,null,null,null,null,null,null,null,"","","","","","","","","","","",""]
[null,null,null,null,null,null,null,null,null,null,null,null,null,null,null,null,null,null,"","","","","","","","","","","",""]
[null,null,null,null,null,null,null,null,null,null,null,null,null,null,null,null,null,null,"","","","","","","","","","","",""]
[null,null,null,null,null,null,null,null,null,null,null,null,null,null,null,null,null,null,"","","","","","","","","","","",""]
[null,null,null,null,null,null,null,null,null,null,null,null,null,null,null,null,null,null,"","","","","","","","","","","",""]
[null,null,null,null,null,null,null,null,null,null,null,null,null,null,null,null,null,null,"","","","","","","","","","","",""]
[null,null,null,null,null,null,null,null,null,null,null,null,null,null,null,null,null,null,"","","","","","","","","","","",""]
[null,null,null,null,null,null,null,null,null,null,null,null,null,null,null,null,null,null,"","","","","","","","","","","",""]
[null,null,null,null,null,null,null,null,null,null,null,null,null,null,null,null,null,null,"","","","","","","","","","","",""]
[null,null,null,null,null,null,null,null,null,null,null,null,null,null,null,null,null,null,"","","","","","","","","","","",""]
[null,null,null,null,null,null,null,null,null,null,null,null,null,null,null,null,null,null,"","","","","","","","","","","",""]
[null,null,null,null,null,null,null,null,null,null,null,null,null,null,null,null,null,null,"","","","","","","","","","","",""]
[null,null,null,null,null,null,null,null,null,null,null,null,null,null,null,null,null,null,"","","","","","","","","","","",""]
[null,null,null,null,null,null,null,null,null,null,null,null,null,null,null,null,null,null,"","","","","","","","","","","",""]
[null,null,null,null,null,null,null,null,null,null,null,null,null,null,null,null,null,null,"","","","","","","","","","","",""]
[null,null,null,null,null,null,null,null,null,null,null,null,null,null,null,null,null,null,"","","","","","","","","","","",""]
[null,null,null,null,null,null,null,null,null,null,null,null,null,null,null,null,null,null,"","","","","","","","","","","",""]
[null,null,null,null,null,null,null,null,null,null,null,null,null,null,null,null,null,null,"",{"$f":"IF(LEFT(X3581)=\"<\",1,\"\")","v":""},{"$f":"IF(LEFT(X3581)=\"<\",0,IF(LEFT(X3581)=\"e\",IF(ISNUMBER(Z3581),Z3581,Y3581),X3581))","v":""},{"$f":"IF(U3581=0,IF(ISNUMBER(Z3581),Z3581/2,Y3581/2),U3581)","v":""},"","","","","","",{"$f":"IF(AB3581>=AA$2,IF(AB3581<=AB$2,S3581,\"\"),\"\")","v":""},{"$f":"IF(AB3581>=AA$2,IF(AB3581<=AB$2,T3581,\"\"),\"\")","v":""}]
[null,null,null,null,null,null,null,null,null,null,null,null,null,null,null,null,null,null,"","","","","","","","","","","",""]
[null,null,null,null,null,null,null,null,null,null,null,null,null,null,null,null,null,null,"","","","","","","","","","","",""]
[null,null,null,null,null,null,null,null,null,null,null,null,null,null,null,null,null,null,"","","","","","","","","","","",""]
[null,null,null,null,null,null,null,null,null,null,null,null,null,null,null,null,null,null,"","","","","","","","","","","",""]
[null,null,null,null,null,null,null,null,null,null,null,null,null,null,null,null,null,null,"","","","","","","","","","","",""]
[null,null,null,null,null,null,null,null,null,null,null,null,null,null,null,null,null,null,"","","","","","","","","","","",""]
[null,null,null,null,null,null,null,null,null,null,null,null,null,null,null,null,null,null,"","","","","","","","","","","",""]
[null,null,null,null,null,null,null,null,null,null,null,null,null,null,null,null,null,null,"","","","","","","","","","","",""]
[null,null,null,null,null,null,null,null,null,null,null,null,null,null,null,null,null,null,"","","","","","","","","","","",""]
[null,null,null,null,null,null,null,null,null,null,null,null,null,null,null,null,null,null,"","","","","","","","","","","",""]
[null,null,null,null,null,null,null,null,null,null,null,null,null,null,null,null,null,null,"","","","","","","","","","","",""]
[null,null,null,null,null,null,null,null,null,null,null,null,null,null,null,null,null,null,"","","","","","","","","","","",""]
[null,null,null,null,null,null,null,null,null,null,null,null,null,null,null,null,null,null,"","","","","","","","","","","",""]
[null,null,null,null,null,null,null,null,null,null,null,null,null,null,null,null,null,null,"","","","","","","","","","","",""]
[null,null,null,null,null,null,null,null,null,null,null,null,null,null,null,null,null,null,"","","","","","","","","","","",""]
[null,null,null,null,null,null,null,null,null,null,null,null,null,null,null,null,null,null,"","","","","","","","","","","",""]
[null,null,null,null,null,null,null,null,null,null,null,null,null,null,null,null,null,null,"","","","","","","","","","","",""]
[null,null,null,null,null,null,null,null,null,null,null,null,null,null,null,null,null,null,"","","","","","","","","","","",""]
[null,null,null,null,null,null,null,null,null,null,null,null,null,null,null,null,null,null,"","","","","","","","","","","",""]
[null,null,null,null,null,null,null,null,null,null,null,null,null,null,null,null,null,null,"","","","","","","","","","","",""]
[null,null,null,null,null,null,null,null,null,null,null,null,null,null,null,null,null,null,"","","","","","","","","","","",""]
[null,null,null,null,null,null,null,null,null,null,null,null,null,null,null,null,null,null,"",{"$f":"IF(LEFT(X3773)=\"<\",1,\"\")","v":""},{"$f":"IF(LEFT(X3773)=\"<\",0,IF(LEFT(X3773)=\"e\",IF(ISNUMBER(Z3773),Z3773,Y3773),X3773))","v":""},{"$f":"IF(U3773=0,IF(ISNUMBER(Z3773),Z3773/2,Y3773/2),U3773)","v":""},"","","","","","",{"$f":"IF(AB3773>=AA$2,IF(AB3773<=AB$2,S3773,\"\"),\"\")","v":""},{"$f":"IF(AB3773>=AA$2,IF(AB3773<=AB$2,T3773,\"\"),\"\")","v":""}]
[null,null,null,null,null,null,null,null,null,null,null,null,null,null,null,null,null,null,"","","","","","","","","","","",""]
[null,null,null,null,null,null,null,null,null,null,null,null,null,null,null,null,null,null,"","","","","","","","","","","",""]
[null,null,null,null,null,null,null,null,null,null,null,null,null,null,null,null,null,null,"","","","","","","","","","","",""]
[null,null,null,null,null,null,null,null,null,null,null,null,null,null,null,null,null,null,"","","","","","","","","","","",""]
[null,null,null,null,null,null,null,null,null,null,null,null,null,null,null,null,null,null,"","","","","","","","","","","",""]
[null,null,null,null,null,null,null,null,null,null,null,null,null,null,null,null,null,null,"","","","","","","","","","","",""]
[null,null,null,null,null,null,null,null,null,null,null,null,null,null,null,null,null,null,"","","","","","","","","","","",""]
[null,null,null,null,null,null,null,null,null,null,null,null,null,null,null,null,null,null,"","","","","","","","","","","",""]
[null,null,null,null,null,null,null,null,null,null,null,null,null,null,null,null,null,null,"","","","","","","","","","","",""]
[null,null,null,null,null,null,null,null,null,null,null,null,null,null,null,null,null,null,"","","","","","","","","","","",""]
[null,null,null,null,null,null,null,null,null,null,null,null,null,null,null,null,null,null,"","","","","","","","","","","",""]
[null,null,null,null,null,null,null,null,null,null,null,null,null,null,null,null,null,null,"","","","","","","","","","","",""]
[null,null,null,null,null,null,null,null,null,null,null,null,null,null,null,null,null,null,"","","","","","","","","","","",""]
[null,null,null,null,null,null,null,null,null,null,null,null,null,null,null,null,null,null,"","","","","","","","","","","",""]
[null,null,null,null,null,null,null,null,null,null,null,null,null,null,null,null,null,null,"",{"$f":"IF(LEFT(X3901)=\"<\",1,\"\")","v":""},{"$f":"IF(LEFT(X3901)=\"<\",0,IF(LEFT(X3901)=\"e\",IF(ISNUMBER(Z3901),Z3901,Y3901),X3901))","v":""},{"$f":"IF(U3901=0,IF(ISNUMBER(Z3901),Z3901/2,Y3901/2),U3901)","v":""},"","","","","","",{"$f":"IF(AB3901>=AA$2,IF(AB3901<=AB$2,S3901,\"\"),\"\")","v":""},{"$f":"IF(AB3901>=AA$2,IF(AB3901<=AB$2,T3901,\"\"),\"\")","v":""}]
[null,null,null,null,null,null,null,null,null,null,null,null,null,null,null,null,null,null,"","","","","","","","","","","",""]
[null,null,null,null,null,null,null,null,null,null,null,null,null,null,null,null,null,null,"","","","","","","","","","","",""]
[null,null,null,null,null,null,null,null,null,null,null,null,null,null,null,null,null,null,"","","","","","","","","","","",""]
[null,null,null,null,null,null,null,null,null,null,null,null,null,null,null,null,null,null,"","","","","","","","","","","",""]
[null,null,null,null,null,null,null,null,null,null,null,null,null,null,null,null,null,null,"","","","","","","","","","","",""]
[null,null,null,null,null,null,null,null,null,null,null,null,null,null,null,null,null,null,"","","","","","","","","","","",""]
[null,null,null,null,null,null,null,null,null,null,null,null,null,null,null,null,null,null,"","","","","","","","","","","",""]
[null,null,null,null,null,null,null,null,null,null,null,null,null,null,null,null,null,null,"","","","","","","","","","","",""]
[null,null,null,null,null,null,null,null,null,null,null,null,null,null,null,null,null,null,"","","","","","","","","","","",""]
[null,null,null,null,null,null,null,null,null,null,null,null,null,null,null,null,null,null,"","","","","","","","","","","",""]
[null,null,null,null,null,null,null,null,null,null,null,null,null,null,null,null,null,null,"","","","","","","","","","","",""]
[null,null,null,null,null,null,null,null,null,null,null,null,null,null,null,null,null,null,"","","","","","","","","","","",""]
[null,null,null,null,null,null,null,null,null,null,null,null,null,null,null,null,null,null,"","","","","","","","","","","",""]
[null,null,null,null,null,null,null,null,null,null,null,null,null,null,null,null,null,null,"","","","","","","","","","","",""]
[null,null,null,null,null,null,null,null,null,null,null,null,null,null,null,null,null,null,"",{"$f":"IF(LEFT(X4029)=\"<\",1,\"\")","v":""},{"$f":"IF(LEFT(X4029)=\"<\",0,IF(LEFT(X4029)=\"e\",IF(ISNUMBER(Z4029),Z4029,Y4029),X4029))","v":""},{"$f":"IF(U4029=0,IF(ISNUMBER(Z4029),Z4029/2,Y4029/2),U4029)","v":""},"","","","","","",{"$f":"IF(AB4029>=AA$2,IF(AB4029<=AB$2,S4029,\"\"),\"\")","v":""},{"$f":"IF(AB4029>=AA$2,IF(AB4029<=AB$2,T4029,\"\"),\"\")","v":""}]
[null,null,null,null,null,null,null,null,null,null,null,null,null,null,null,null,null,null,"","","","","","","","","","","",""]
[null,null,null,null,null,null,null,null,null,null,null,null,null,null,null,null,null,null,"","","","","","","","","","","",""]
[null,null,null,null,null,null,null,null,null,null,null,null,null,null,null,null,null,null,"","","","","","","","","","","",""]
[null,null,null,null,null,null,null,null,null,null,null,null,null,null,null,null,null,null,"","","","","","","","","","","",""]
[null,null,null,null,null,null,null,null,null,null,null,null,null,null,null,null,null,null,"","","","","","","","","","","",""]
[null,null,null,null,null,null,null,null,null,null,null,null,null,null,null,null,null,null,"","","","","","","","","","","",""]
[null,null,null,null,null,null,null,null,null,null,null,null,null,null,null,null,null,null,"","","","","","","","","","","",""]
[null,null,null,null,null,null,null,null,null,null,null,null,null,null,null,null,null,null,"","","","","","","","","","","",""]
[null,null,null,null,null,null,null,null,null,null,null,null,null,null,null,null,null,null,"","","","","","","","","","","",""]
[null,null,null,null,null,null,null,null,null,null,null,null,null,null,null,null,null,null,"","","","","","","","","","","",""]
[null,null,null,null,null,null,null,null,null,null,null,null,null,null,null,null,null,null,"","","","","","","","","","","",""]
[null,null,null,null,null,null,null,null,null,null,null,null,null,null,null,null,null,null,"","","","","","","","","","","",""]
[null,null,null,null,null,null,null,null,null,null,null,null,null,null,null,null,null,null,"","","","","","","","","","","",""]
[null,null,null,null,null,null,null,null,null,null,null,null,null,null,null,null,null,null,"","","","","","","","","","","",""]
[null,null,null,null,null,null,null,null,null,null,null,null,null,null,null,null,null,null,"","","","","","","","","","","",""]
[null,null,null,null,null,null,null,null,null,null,null,null,null,null,null,null,null,null,"","","","","","","","","","","",""]
[null,null,null,null,null,null,null,null,null,null,null,null,null,null,null,null,null,null,"","","","","","","","","","","",""]
[null,null,null,null,null,null,null,null,null,null,null,null,null,null,null,null,null,null,"","","","","","","","","","","",""]
[null,null,null,null,null,null,null,null,null,null,null,null,null,null,null,null,null,null,"","","","","","","","","","","",""]
[null,null,null,null,null,null,null,null,null,null,null,null,null,null,null,null,null,null,"","","","","","","","","","","",""]
[null,null,null,null,null,null,null,null,null,null,null,null,null,null,null,null,null,null,"","","","","","","","","","","",""]
[null,null,null,null,null,null,null,null,null,null,null,null,null,null,null,null,null,null,"",{"$f":"IF(LEFT(X4221)=\"<\",1,\"\")","v":""},{"$f":"IF(LEFT(X4221)=\"<\",0,IF(LEFT(X4221)=\"e\",IF(ISNUMBER(Z4221),Z4221,Y4221),X4221))","v":""},{"$f":"IF(U4221=0,IF(ISNUMBER(Z4221),Z4221/2,Y4221/2),U4221)","v":""},"","","","","","",{"$f":"IF(AB4221>=AA$2,IF(AB4221<=AB$2,S4221,\"\"),\"\")","v":""},{"$f":"IF(AB4221>=AA$2,IF(AB4221<=AB$2,T4221,\"\"),\"\")","v":""}]
[null,null,null,null,null,null,null,null,null,null,null,null,null,null,null,null,null,null,"","","","","","","","","","","",""]
[null,null,null,null,null,null,null,null,null,null,null,null,null,null,null,null,null,null,"","","","","","","","","","","",""]
[null,null,null,null,null,null,null,null,null,null,null,null,null,null,null,null,null,null,"","","","","","","","","","","",""]
[null,null,null,null,null,null,null,null,null,null,null,null,null,null,null,null,null,null,"","","","","","","","","","","",""]
[null,null,null,null,null,null,null,null,null,null,null,null,null,null,null,null,null,null,"","","","","","","","","","","",""]
[null,null,null,null,null,null,null,null,null,null,null,null,null,null,null,null,null,null,"","","","","","","","","","","",""]
[null,null,null,null,null,null,null,null,null,null,null,null,null,null,null,null,null,null,"","","","","","","","","","","",""]
[null,null,null,null,null,null,null,null,null,null,null,null,null,null,null,null,null,null,"","","","","","","","","","","",""]
[null,null,null,null,null,null,null,null,null,null,null,null,null,null,null,null,null,null,"","","","","","","","","","","",""]
[null,null,null,null,null,null,null,null,null,null,null,null,null,null,null,null,null,null,"","","","","","","","","","","",""]
[null,null,null,null,null,null,null,null,null,null,null,null,null,null,null,null,null,null,"","","","","","","","","","","",""]
[null,null,null,null,null,null,null,null,null,null,null,null,null,null,null,null,null,null,"","","","","","","","","","","",""]
[null,null,null,null,null,null,null,null,null,null,null,null,null,null,null,null,null,null,"","","","","","","","","","","",""]
[null,null,null,null,null,null,null,null,null,null,null,null,null,null,null,null,null,null,"","","","","","","","","","","",""]
[null,null,null,null,null,null,null,null,null,null,null,null,null,null,null,null,null,null,"","","","","","","","","","","",""]
[null,null,null,null,null,null,null,null,null,null,null,null,null,null,null,null,null,null,"","","","","","","","","","","",""]
[null,null,null,null,null,null,null,null,null,null,null,null,null,null,null,null,null,null,"","","","","","","","","","","",""]
[null,null,null,null,null,null,null,null,null,null,null,null,null,null,null,null,null,null,"","","","","","","","","","","",""]
[null,null,null,null,null,null,null,null,null,null,null,null,null,null,null,null,null,null,"","","","","","","","","","","",""]
[null,null,null,null,null,null,null,null,null,null,null,null,null,null,null,null,null,null,"","","","","","","","","","","",""]
[null,null,null,null,null,null,null,null,null,null,null,null,null,null,null,null,null,null,"","","","","","","","","","","",""]
[null,null,null,null,null,null,null,null,null,null,null,null,null,null,null,null,null,null,"","","","","","","","","","","",""]
[null,null,null,null,null,null,null,null,null,null,null,null,null,null,null,null,null,null,"","","","","","","","","","","",""]
[null,null,null,null,null,null,null,null,null,null,null,null,null,null,null,null,null,null,"","","","","","","","","","","",""]
[null,null,null,null,null,null,null,null,null,null,null,null,null,null,null,null,null,null,"","","","","","","","","","","",""]
[null,null,null,null,null,null,null,null,null,null,null,null,null,null,null,null,null,null,"","","","","","","","","","","",""]
[null,null,null,null,null,null,null,null,null,null,null,null,null,null,null,null,null,null,"","","","","","","","","","","",""]
[null,null,null,null,null,null,null,null,null,null,null,null,null,null,null,null,null,null,"","","","","","","","","","","",""]
[null,null,null,null,null,null,null,null,null,null,null,null,null,null,null,null,null,null,"","","","","","","","","","","",""]
[null,null,null,null,null,null,null,null,null,null,null,null,null,null,null,null,null,null,"","","","","","","","","","","",""]
[null,null,null,null,null,null,null,null,null,null,null,null,null,null,null,null,null,null,"","","","","","","","","","","",""]
[null,null,null,null,null,null,null,null,null,null,null,null,null,null,null,null,null,null,"","","","","","","","","","","",""]
[null,null,null,null,null,null,null,null,null,null,null,null,null,null,null,null,null,null,"","","","","","","","","","","",""]
[null,null,null,null,null,null,null,null,null,null,null,null,null,null,null,null,null,null,"","","","","","","","","","","",""]
[null,null,null,null,null,null,null,null,null,null,null,null,null,null,null,null,null,null,"","","","","","","","","","","",""]
[null,null,null,null,null,null,null,null,null,null,null,null,null,null,null,null,null,null,"","","","","","","","","","","",""]
[null,null,null,null,null,null,null,null,null,null,null,null,null,null,null,null,null,null,"","","","","","","","","","","",""]
[null,null,null,null,null,null,null,null,null,null,null,null,null,null,null,null,null,null,"","","","","","","","","","","",""]
[null,null,null,null,null,null,null,null,null,null,null,null,null,null,null,null,null,null,"","","","","","","","","","","",""]
[null,null,null,null,null,null,null,null,null,null,null,null,null,null,null,null,null,null,"","","","","","","","","","","",""]
[null,null,null,null,null,null,null,null,null,null,null,null,null,null,null,null,null,null,"","","","","","","","","","","",""]
[null,null,null,null,null,null,null,null,null,null,null,null,null,null,null,null,null,null,"","","","","","","","","","","",""]
[null,null,null,null,null,null,null,null,null,null,null,null,null,null,null,null,null,null,"","","","","","","","","","","",""]
[null,null,null,null,null,null,null,null,null,null,null,null,null,null,null,null,null,null,"","","","","","","","","","","",""]
[null,null,null,null,null,null,null,null,null,null,null,null,null,null,null,null,null,null,"","","","","","","","","","","",""]
[null,null,null,null,null,null,null,null,null,null,null,null,null,null,null,null,null,null,"","","","","","","","","","","",""]
[null,null,null,null,null,null,null,null,null,null,null,null,null,null,null,null,null,null,"","","","","","","","","","","",""]
[null,null,null,null,null,null,null,null,null,null,null,null,null,null,null,null,null,null,"","","","","","","","","","","",""]
[null,null,null,null,null,null,null,null,null,null,null,null,null,null,null,null,null,null,"","","","","","","","","","","",""]
[null,null,null,null,null,null,null,null,null,null,null,null,null,null,null,null,null,null,"","","","","","","","","","","",""]
[null,null,null,null,null,null,null,null,null,null,null,null,null,null,null,null,null,null,"","","","","","","","","","","",""]
[null,null,null,null,null,null,null,null,null,null,null,null,null,null,null,null,null,null,"","","","","","","","","","","",""]
[null,null,null,null,null,null,null,null,null,null,null,null,null,null,null,null,null,null,"","","","","","","","","","","",""]
[null,null,null,null,null,null,null,null,null,null,null,null,null,null,null,null,null,null,"","","","","","","","","","","",""]
[null,null,null,null,null,null,null,null,null,null,null,null,null,null,null,null,null,null,"","","","","","","","","","","",""]
[null,null,null,null,null,null,null,null,null,null,null,null,null,null,null,null,null,null,"","","","","","","","","","","",""]
[null,null,null,null,null,null,null,null,null,null,null,null,null,null,null,null,null,null,"","","","","","","","","","","",""]
[null,null,null,null,null,null,null,null,null,null,null,null,null,null,null,null,null,null,"","","","","","","","","","","",""]
[null,null,null,null,null,null,null,null,null,null,null,null,null,null,null,null,null,null,"","","","","","","","","","","",""]
[null,null,null,null,null,null,null,null,null,null,null,null,null,null,null,null,null,null,"","","","","","","","","","","",""]
[null,null,null,null,null,null,null,null,null,null,null,null,null,null,null,null,null,null,"","","","","","","","","","","",""]
[null,null,null,null,null,null,null,null,null,null,null,null,null,null,null,null,null,null,"","","","","","","","","","","",""]
[null,null,null,null,null,null,null,null,null,null,null,null,null,null,null,null,null,null,"","","","","","","","","","","",""]
[null,null,null,null,null,null,null,null,null,null,null,null,null,null,null,null,null,null,"","","","","","","","","","","",""]
[null,null,null,null,null,null,null,null,null,null,null,null,null,null,null,null,null,null,"","","","","","","","","","","",""]
[null,null,null,null,null,null,null,null,null,null,null,null,null,null,null,null,null,null,"","","","","","","","","","","",""]
[null,null,null,null,null,null,null,null,null,null,null,null,null,null,null,null,null,null,"","","","","","","","","","","",""]
[null,null,null,null,null,null,null,null,null,null,null,null,null,null,null,null,null,null,"","","","","","","","","","","",""]
[null,null,null,null,null,null,null,null,null,null,null,null,null,null,null,null,null,null,"","","","","","","","","","","",""]
[null,null,null,null,null,null,null,null,null,null,null,null,null,null,null,null,null,null,"","","","","","","","","","","",""]
[null,null,null,null,null,null,null,null,null,null,null,null,null,null,null,null,null,null,"","","","","","","","","","","",""]
[null,null,null,null,null,null,null,null,null,null,null,null,null,null,null,null,null,null,"","","","","","","","","","","",""]
[null,null,null,null,null,null,null,null,null,null,null,null,null,null,null,null,null,null,"","","","","","","","","","","",""]
[null,null,null,null,null,null,null,null,null,null,null,null,null,null,null,null,null,null,"","","","","","","","","","","",""]
[null,null,null,null,null,null,null,null,null,null,null,null,null,null,null,null,null,null,"","","","","","","","","","","",""]
[null,null,null,null,null,null,null,null,null,null,null,null,null,null,null,null,null,null,"","","","","","","","","","","",""]
[null,null,null,null,null,null,null,null,null,null,null,null,null,null,null,null,null,null,"","","","","","","","","","","",""]
[null,null,null,null,null,null,null,null,null,null,null,null,null,null,null,null,null,null,"","","","","","","","","","","",""]
[null,null,null,null,null,null,null,null,null,null,null,null,null,null,null,null,null,null,"","","","","","","","","","","",""]
[null,null,null,null,null,null,null,null,null,null,null,null,null,null,null,null,null,null,"",{"$f":"IF(LEFT(X4925)=\"<\",1,\"\")","v":""},{"$f":"IF(LEFT(X4925)=\"<\",0,IF(LEFT(X4925)=\"e\",IF(ISNUMBER(Z4925),Z4925,Y4925),X4925))","v":""},{"$f":"IF(U4925=0,IF(ISNUMBER(Z4925),Z4925/2,Y4925/2),U4925)","v":""},"","","","","","",{"$f":"IF(AB4925>=AA$2,IF(AB4925<=AB$2,S4925,\"\"),\"\")","v":""},{"$f":"IF(AB4925>=AA$2,IF(AB4925<=AB$2,T4925,\"\"),\"\")","v":""}]
[null,null,null,null,null,null,null,null,null,null,null,null,null,null,null,null,null,null,{"$f":"IF(ISBLANK(A4932),\"\",IFERROR(A4932+5-5,A4932))","v":""},"","","",{"$f":"IF(ISBLANK(J4932),\"\",J4932+0)","v":""},{"$f":"IF(ISBLANK(K4932),\"\",IFERROR(K4932+0,K4932))","v":""},{"$f":"IF(ISBLANK(L4932),\"\",VALUE(L4932))","v":""},{"$f":"IF(ISBLANK(M4932),\"\",VALUE(M4932))","v":""},{"$f":"IF(ISBLANK(G4932),\"\",G4932)","v":""},{"$f":"IF(ISNUMBER(W4932),MONTH(W4932)*100+DAY(J4932),\"\")","v":""},"",""]
[null,null,null,null,null,null,null,null,null,null,null,null,null,null,null,null,null,null,"","","","","","","","","","","",""]
[null,null,null,null,null,null,null,null,null,null,null,null,null,null,null,null,null,null,"","","","","","","","","","","",""]
[null,null,null,null,null,null,null,null,null,null,null,null,null,null,null,null,null,null,"","","","","","","","","","","",""]
[null,null,null,null,null,null,null,null,null,null,null,null,null,null,null,null,null,null,"","","","","","","","","","","",""]
[null,null,null,null,null,null,null,null,null,null,null,null,null,null,null,null,null,null,"","","","","","","","","","","",""]
[null,null,null,null,null,null,null,null,null,null,null,null,null,null,null,null,null,null,"","","","","","","","","","","",""]
[null,null,null,null,null,null,null,null,null,null,null,null,null,null,null,null,null,null,"","","","","","","","","","","",""]
[null,null,null,null,null,null,null,null,null,null,null,null,null,null,null,null,null,null,"","","","","","","","","","","",""]
[null,null,null,null,null,null,null,null,null,null,null,null,null,null,null,null,null,null,"","","","","","","","","","","",""]
[null,null,null,null,null,null,null,null,null,null,null,null,null,null,null,null,null,null,"","","","","","","","","","","",""]
[null,null,null,null,null,null,null,null,null,null,null,null,null,null,null,null,null,null,"","","","","","","","","","","",""]
[null,null,null,null,null,null,null,null,null,null,null,null,null,null,null,null,null,null,"","","","","","","","","","","",""]
[null,null,null,null,null,null,null,null,null,null,null,null,null,null,null,null,null,null,"","","","","","","","","","","",""]
[null,null,null,null,null,null,null,null,null,null,null,null,null,null,null,null,null,null,"","","","","","","","","","","",""]
[null,null,null,null,null,null,null,null,null,null,null,null,null,null,null,null,null,null,"","","","","","","","","","","",""]
[null,null,null,null,null,null,null,null,null,null,null,null,null,null,null,null,null,null,"","","","","","","","","","","",""]
[null,null,null,null,null,null,null,null,null,null,null,null,null,null,null,null,null,null,"","","","","","","","","","","",""]
[null,null,null,null,null,null,null,null,null,null,null,null,null,null,null,null,null,null,"","","","","","","","","","","",""]
[null,null,null,null,null,null,null,null,null,null,null,null,null,null,null,null,null,null,"","","","","","","","","","","",""]
[null,null,null,null,null,null,null,null,null,null,null,null,null,null,null,null,null,null,"","","","","","","","","","","",""]
[null,null,null,null,null,null,null,null,null,null,null,null,null,null,null,null,null,null,"","","","","","","","","","","",""]
[null,null,null,null,null,null,null,null,null,null,null,null,null,null,null,null,null,null,"","","","","","","","","","","",""]
[null,null,null,null,null,null,null,null,null,null,null,null,null,null,null,null,null,null,"","","","","","","","","","","",""]
[null,null,null,null,null,null,null,null,null,null,null,null,null,null,null,null,null,null,"","","","","","","","","","","",""]
[null,null,null,null,null,null,null,null,null,null,null,null,null,null,null,null,null,null,"","","","","","","","","","","",""]
[null,null,null,null,null,null,null,null,null,null,null,null,null,null,null,null,null,null,"","","","","","","","","","","",""]
[null,null,null,null,null,null,null,null,null,null,null,null,null,null,null,null,null,null,"","","","","","","","","","","",""]
[null,null,null,null,null,null,null,null,null,null,null,null,null,null,null,null,null,null,"",{"$f":"IF(LEFT(X5181)=\"<\",1,\"\")","v":""},{"$f":"IF(LEFT(X5181)=\"<\",0,IF(LEFT(X5181)=\"e\",IF(ISNUMBER(Z5181),Z5181,Y5181),X5181))","v":""},{"$f":"IF(U5181=0,IF(ISNUMBER(Z5181),Z5181/2,Y5181/2),U5181)","v":""},"","","","","","",{"$f":"IF(AB5181>=AA$2,IF(AB5181<=AB$2,S5181,\"\"),\"\")","v":""},{"$f":"IF(AB5181>=AA$2,IF(AB5181<=AB$2,T5181,\"\"),\"\")","v":""}]
[null,null,null,null,null,null,null,null,null,null,null,null,null,null,null,null,null,null,"","","","","","","","","","","",""]
[null,null,null,null,null,null,null,null,null,null,null,null,null,null,null,null,null,null,"","","","","","","","","","","",""]
[null,null,null,null,null,null,null,null,null,null,null,null,null,null,null,null,null,null,"","","","","","","","","","","",""]
[null,null,null,null,null,null,null,null,null,null,null,null,null,null,null,null,null,null,"","","","","","","","","","","",""]
[null,null,null,null,null,null,null,null,null,null,null,null,null,null,null,null,null,null,"","","","","","","","","","","",""]
[null,null,null,null,null,null,null,null,null,null,null,null,null,null,null,null,null,null,"","","","","","","","","","","",""]
[null,null,null,null,null,null,null,null,null,null,null,null,null,null,null,null,null,null,"","","","","","","","","","","",""]
[null,null,null,null,null,null,null,null,null,null,null,null,null,null,null,null,null,null,"","","","","","","","","","","",""]
[null,null,null,null,null,null,null,null,null,null,null,null,null,null,null,null,null,null,"","","","","","","","","","","",""]
[null,null,null,null,null,null,null,null,null,null,null,null,null,null,null,null,null,null,"","","","","","","","","","","",""]
[null,null,null,null,null,null,null,null,null,null,null,null,null,null,null,null,null,null,"","","","","","","","","","","",""]
[null,null,null,null,null,null,null,null,null,null,null,null,null,null,null,null,null,null,"","","","","","","","","","","",""]
[null,null,null,null,null,null,null,null,null,null,null,null,null,null,null,null,null,null,"","","","","","","","","","","",""]
[null,null,null,null,null,null,null,null,null,null,null,null,null,null,null,null,null,null,"","","","","","","","","","","",""]
[null,null,null,null,null,null,null,null,null,null,null,null,null,null,null,null,null,null,"","","","","","","","","","","",""]
[null,null,null,null,null,null,null,null,null,null,null,null,null,null,null,null,null,null,"","","","","","","","","","","",""]
[null,null,null,null,null,null,null,null,null,null,null,null,null,null,null,null,null,null,"","","","","","","","","","","",""]
[null,null,null,null,null,null,null,null,null,null,null,null,null,null,null,null,null,null,"","","","","","","","","","","",""]
[null,null,null,null,null,null,null,null,null,null,null,null,null,null,null,null,null,null,"","","","","","","","","","","",""]
[null,null,null,null,null,null,null,null,null,null,null,null,null,null,null,null,null,null,"","","","","","","","","","","",""]
[null,null,null,null,null,null,null,null,null,null,null,null,null,null,null,null,null,null,"","","","","","","","","","","",""]
[null,null,null,null,null,null,null,null,null,null,null,null,null,null,null,null,null,null,"","","","","","","","","","","",""]
[null,null,null,null,null,null,null,null,null,null,null,null,null,null,null,null,null,null,"","","","","","","","","","","",""]
[null,null,null,null,null,null,null,null,null,null,null,null,null,null,null,null,null,null,"","","","","","","","","","","",""]
[null,null,null,null,null,null,null,null,null,null,null,null,null,null,null,null,null,null,"","","","","","","","","","","",""]
[null,null,null,null,null,null,null,null,null,null,null,null,null,null,null,null,null,null,"","","","","","","","","","","",""]
[null,null,null,null,null,null,null,null,null,null,null,null,null,null,null,null,null,null,"","","","","","","","","","","",""]
[null,null,null,null,null,null,null,null,null,null,null,null,null,null,null,null,null,null,"","","","","","","","","","","",""]
[null,null,null,null,null,null,null,null,null,null,null,null,null,null,null,null,null,null,"","","","","","","","","","","",""]
[null,null,null,null,null,null,null,null,null,null,null,null,null,null,null,null,null,null,"","","","","","","","","","","",""]
[null,null,null,null,null,null,null,null,null,null,null,null,null,null,null,null,null,null,"","","","","","","","","","","",""]
[null,null,null,null,null,null,null,null,null,null,null,null,null,null,null,null,null,null,"","","","","","","","","","","",""]
[null,null,null,null,null,null,null,null,null,null,null,null,null,null,null,null,null,null,"","","","","","","","","","","",""]
[null,null,null,null,null,null,null,null,null,null,null,null,null,null,null,null,null,null,"","","","","","","","","","","",""]
[null,null,null,null,null,null,null,null,null,null,null,null,null,null,null,null,null,null,"","","","","","","","","","","",""]
[null,null,null,null,null,null,null,null,null,null,null,null,null,null,null,null,null,null,"","","","","","","","","","","",""]
[null,null,null,null,null,null,null,null,null,null,null,null,null,null,null,null,null,null,"","","","","","","","","","","",""]
[null,null,null,null,null,null,null,null,null,null,null,null,null,null,null,null,null,null,"","","","","","","","","","","",""]
[null,null,null,null,null,null,null,null,null,null,null,null,null,null,null,null,null,null,"","","","","","","","","","","",""]
[null,null,null,null,null,null,null,null,null,null,null,null,null,null,null,null,null,null,"","","","","","","","","","","",""]
[null,null,null,null,null,null,null,null,null,null,null,null,null,null,null,null,null,null,"","","","","","","","","","","",""]
[null,null,null,null,null,null,null,null,null,null,null,null,null,null,null,null,null,null,"","","","","","","","","","","",""]
[null,null,null,null,null,null,null,null,null,null,null,null,null,null,null,null,null,null,"","","","","","","","","","","",""]
[null,null,null,null,null,null,null,null,null,null,null,null,null,null,null,null,null,null,"","","","","","","","","","","",""]
[null,null,null,null,null,null,null,null,null,null,null,null,null,null,null,null,null,null,{"$f":"IF(ISBLANK(A5572),\"\",IFERROR(A5572+5-5,A5572))","v":""},"","","",{"$f":"IF(ISBLANK(J5572),\"\",J5572+0)","v":""},{"$f":"IF(ISBLANK(K5572),\"\",IFERROR(K5572+0,K5572))","v":""},{"$f":"IF(ISBLANK(L5572),\"\",VALUE(L5572))","v":""},{"$f":"IF(ISBLANK(M5572),\"\",VALUE(M5572))","v":""},{"$f":"IF(ISBLANK(G5572),\"\",G5572)","v":""},{"$f":"IF(ISNUMBER(W5572),MONTH(W5572)*100+DAY(J5572),\"\")","v":""},"",""]
[null,null,null,null,null,null,null,null,null,null,null,null,null,null,null,null,null,null,"","","","","","","","","","","",""]
[null,null,null,null,null,null,null,null,null,null,null,null,null,null,null,null,null,null,"","","","","","","","","","","",""]
[null,null,null,null,null,null,null,null,null,null,null,null,null,null,null,null,null,null,"","","","","","","","","","","",""]
[null,null,null,null,null,null,null,null,null,null,null,null,null,null,null,null,null,null,"","","","","","","","","","","",""]
[null,null,null,null,null,null,null,null,null,null,null,null,null,null,null,null,null,null,"","","","","","","","","","","",""]
[null,null,null,null,null,null,null,null,null,null,null,null,null,null,null,null,null,null,"","","","","","","","","","","",""]
[null,null,null,null,null,null,null,null,null,null,null,null,null,null,null,null,null,null,"","","","","","","","","","","",""]
[null,null,null,null,null,null,null,null,null,null,null,null,null,null,null,null,null,null,"","","","","","","","","","","",""]
[null,null,null,null,null,null,null,null,null,null,null,null,null,null,null,null,null,null,"","","","","","","","","","","",""]
[null,null,null,null,null,null,null,null,null,null,null,null,null,null,null,null,null,null,"","","","","","","","","","","",""]
[null,null,null,null,null,null,null,null,null,null,null,null,null,null,null,null,null,null,"","","","","","","","","","","",""]
[null,null,null,null,null,null,null,null,null,null,null,null,null,null,null,null,null,null,"","","","","","","","","","","",""]
[null,null,null,null,null,null,null,null,null,null,null,null,null,null,null,null,null,null,"","","","","","","","","","","",""]
[null,null,null,null,null,null,null,null,null,null,null,null,null,null,null,null,null,null,"","","","","","","","","","","",""]
[null,null,null,null,null,null,null,null,null,null,null,null,null,null,null,null,null,null,"","","","","","","","","","","",""]
[null,null,null,null,null,null,null,null,null,null,null,null,null,null,null,null,null,null,"","","","","","","","","","","",""]
[null,null,null,null,null,null,null,null,null,null,null,null,null,null,null,null,null,null,"","","","","","","","","","","",""]
[null,null,null,null,null,null,null,null,null,null,null,null,null,null,null,null,null,null,"","","","","","","","","","","",""]
[null,null,null,null,null,null,null,null,null,null,null,null,null,null,null,null,null,null,"","","","","","","","","","","",""]
[null,null,null,null,null,null,null,null,null,null,null,null,null,null,null,null,null,null,"","","","","","","","","","","",""]
[null,null,null,null,null,null,null,null,null,null,null,null,null,null,null,null,null,null,"","","","","","","","","","","",""]
[null,null,null,null,null,null,null,null,null,null,null,null,null,null,null,null,null,null,"","","","","","","","","","","",""]
[null,null,null,null,null,null,null,null,null,null,null,null,null,null,null,null,null,null,"","","","","","","","","","","",""]
[null,null,null,null,null,null,null,null,null,null,null,null,null,null,null,null,null,null,"","","","","","","","","","","",""]
[null,null,null,null,null,null,null,null,null,null,null,null,null,null,null,null,null,null,"","","","","","","","","","","",""]
[null,null,null,null,null,null,null,null,null,null,null,null,null,null,null,null,null,null,"","","","","","","","","","","",""]
[null,null,null,null,null,null,null,null,null,null,null,null,null,null,null,null,null,null,"","","","","","","","","","","",""]
[null,null,null,null,null,null,null,null,null,null,null,null,null,null,null,null,null,null,"",{"$f":"IF(LEFT(X5821)=\"<\",1,\"\")","v":""},{"$f":"IF(LEFT(X5821)=\"<\",0,IF(LEFT(X5821)=\"e\",IF(ISNUMBER(Z5821),Z5821,Y5821),X5821))","v":""},{"$f":"IF(U5821=0,IF(ISNUMBER(Z5821),Z5821/2,Y5821/2),U5821)","v":""},"","","","","","",{"$f":"IF(AB5821>=AA$2,IF(AB5821<=AB$2,S5821,\"\"),\"\")","v":""},{"$f":"IF(AB5821>=AA$2,IF(AB5821<=AB$2,T5821,\"\"),\"\")","v":""}]
[null,null,null,null,null,null,null,null,null,null,null,null,null,null,null,null,null,null,"","","","","","","","","","","",""]
[null,null,null,null,null,null,null,null,null,null,null,null,null,null,null,null,null,null,"","","","","","","","","","","",""]
[null,null,null,null,null,null,null,null,null,null,null,null,null,null,null,null,null,null,"","","","","","","","","","","",""]
[null,null,null,null,null,null,null,null,null,null,null,null,null,null,null,null,null,null,"","","","","","","","","","","",""]
[null,null,null,null,null,null,null,null,null,null,null,null,null,null,null,null,null,null,"","","","","","","","","","","",""]
[null,null,null,null,null,null,null,null,null,null,null,null,null,null,null,null,null,null,"","","","","","","","","","","",""]
[null,null,null,null,null,null,null,null,null,null,null,null,null,null,null,null,null,null,"","","","","","","","","","","",""]
[null,null,null,null,null,null,null,null,null,null,null,null,null,null,null,null,null,null,"","","","","","","","","","","",""]
[null,null,null,null,null,null,null,null,null,null,null,null,null,null,null,null,null,null,"","","","","","","","","","","",""]
[null,null,null,null,null,null,null,null,null,null,null,null,null,null,null,null,null,null,"","","","","","","","","","","",""]
[null,null,null,null,null,null,null,null,null,null,null,null,null,null,null,null,null,null,"","","","","","","","","","","",""]
[null,null,null,null,null,null,null,null,null,null,null,null,null,null,null,null,null,null,"","","","","","","","","","","",""]
[null,null,null,null,null,null,null,null,null,null,null,null,null,null,null,null,null,null,"","","","","","","","","","","",""]
[null,null,null,null,null,null,null,null,null,null,null,null,null,null,null,null,null,null,"","","","","","","","","","","",""]
[null,null,null,null,null,null,null,null,null,null,null,null,null,null,null,null,null,null,"","","","","","","","","","","",""]
[null,null,null,null,null,null,null,null,null,null,null,null,null,null,null,null,null,null,"","","","","","","","","","","",""]
[null,null,null,null,null,null,null,null,null,null,null,null,null,null,null,null,null,null,"","","","","","","","","","","",""]
[null,null,null,null,null,null,null,null,null,null,null,null,null,null,null,null,null,null,"","","","","","","","","","","",""]
[null,null,null,null,null,null,null,null,null,null,null,null,null,null,null,null,null,null,"","","","","","","","","","","",""]
[null,null,null,null,null,null,null,null,null,null,null,null,null,null,null,null,null,null,"","","","","","","","","","","",""]
[null,null,null,null,null,null,null,null,null,null,null,null,null,null,null,null,null,null,"","","","","","","","","","","",""]
[null,null,null,null,null,null,null,null,null,null,null,null,null,null,null,null,null,null,"","","","","","","","","","","",""]
[null,null,null,null,null,null,null,null,null,null,null,null,null,null,null,null,null,null,"","","","","","","","","","","",""]
[null,null,null,null,null,null,null,null,null,null,null,null,null,null,null,null,null,null,"","","","","","","","","","","",""]
[null,null,null,null,null,null,null,null,null,null,null,null,null,null,null,null,null,null,"","","","","","","","","","","",""]
[null,null,null,null,null,null,null,null,null,null,null,null,null,null,null,null,null,null,"","","","","","","","","","","",""]
[null,null,null,null,null,null,null,null,null,null,null,null,null,null,null,null,null,null,"","","","","","","","","","","",""]
[null,null,null,null,null,null,null,null,null,null,null,null,null,null,null,null,null,null,"","","","","","","","","","","",""]
[null,null,null,null,null,null,null,null,null,null,null,null,null,null,null,null,null,null,"","","","","","","","","","","",""]
[null,null,null,null,null,null,null,null,null,null,null,null,null,null,null,null,null,null,"","","","","","","","","","","",""]
[null,null,null,null,null,null,null,null,null,null,null,null,null,null,null,null,null,null,"","","","","","","","","","","",""]
[null,null,null,null,null,null,null,null,null,null,null,null,null,null,null,null,null,null,"","","","","","","","","","","",""]
[null,null,null,null,null,null,null,null,null,null,null,null,null,null,null,null,null,null,"","","","","","","","","","","",""]
[null,null,null,null,null,null,null,null,null,null,null,null,null,null,null,null,null,null,"","","","","","","","","","","",""]
[null,null,null,null,null,null,null,null,null,null,null,null,null,null,null,null,null,null,"","","","","","","","","","","",""]
[null,null,null,null,null,null,null,null,null,null,null,null,null,null,null,null,null,null,"","","","","","","","","","","",""]
[null,null,null,null,null,null,null,null,null,null,null,null,null,null,null,null,null,null,"","","","","","","","","","","",""]
[null,null,null,null,null,null,null,null,null,null,null,null,null,null,null,null,null,null,"","","","","","","","","","","",""]
[null,null,null,null,null,null,null,null,null,null,null,null,null,null,null,null,null,null,"","","","","","","","","","","",""]
[null,null,null,null,null,null,null,null,null,null,null,null,null,null,null,null,null,null,"","","","","","","","","","","",""]
[null,null,null,null,null,null,null,null,null,null,null,null,null,null,null,null,null,null,"","","","","","","","","","","",""]
[null,null,null,null,null,null,null,null,null,null,null,null,null,null,null,null,null,null,"","","","","","","","","","","",""]
[null,null,null,null,null,null,null,null,null,null,null,null,null,null,null,null,null,null,"","","","","","","","","","","",""]
[null,null,null,null,null,null,null,null,null,null,null,null,null,null,null,null,null,null,"","","","","","","","","","","",""]
[null,null,null,null,null,null,null,null,null,null,null,null,null,null,null,null,null,null,"","","","","","","","","","","",""]
[null,null,null,null,null,null,null,null,null,null,null,null,null,null,null,null,null,null,"","","","","","","","","","","",""]
[null,null,null,null,null,null,null,null,null,null,null,null,null,null,null,null,null,null,"","","","","","","","","","","",""]
[null,null,null,null,null,null,null,null,null,null,null,null,null,null,null,null,null,null,"","","","","","","","","","","",""]
[null,null,null,null,null,null,null,null,null,null,null,null,null,null,null,null,null,null,"","","","","","","","","","","",""]
[null,null,null,null,null,null,null,null,null,null,null,null,null,null,null,null,null,null,"","","","","","","","","","","",""]
[null,null,null,null,null,null,null,null,null,null,null,null,null,null,null,null,null,null,"","","","","","","","","","","",""]
[null,null,null,null,null,null,null,null,null,null,null,null,null,null,null,null,null,null,"","","","","","","","","","","",""]
[null,null,null,null,null,null,null,null,null,null,null,null,null,null,null,null,null,null,"","","","","","","","","","","",""]
[null,null,null,null,null,null,null,null,null,null,null,null,null,null,null,null,null,null,"","","","","","","","","","","",""]
[null,null,null,null,null,null,null,null,null,null,null,null,null,null,null,null,null,null,"","","","","","","","","","","",""]
[null,null,null,null,null,null,null,null,null,null,null,null,null,null,null,null,null,null,"","","","","","","","","","","",""]
[null,null,null,null,null,null,null,null,null,null,null,null,null,null,null,null,null,null,"","","","","","","","","","","",""]
[null,null,null,null,null,null,null,null,null,null,null,null,null,null,null,null,null,null,"","","","","","","","","","","",""]
[null,null,null,null,null,null,null,null,null,null,null,null,null,null,null,null,null,null,"","","","","","","","","","","",""]
[null,null,null,null,null,null,null,null,null,null,null,null,null,null,null,null,null,null,"","","","","","","","","","","",""]
[null,null,null,null,null,null,null,null,null,null,null,null,null,null,null,null,null,null,"","","","","","","","","","","",""]
[null,null,null,null,null,null,null,null,null,null,null,null,null,null,null,null,null,null,"","","","","","","","","","","",""]
[null,null,null,null,null,null,null,null,null,null,null,null,null,null,null,null,null,null,"","","","","","","","","","","",""]
[null,null,null,null,null,null,null,null,null,null,null,null,null,null,null,null,null,null,"","","","","","","","","","","",""]
[null,null,null,null,null,null,null,null,null,null,null,null,null,null,null,null,null,null,"","","","","","","","","","","",""]
[null,null,null,null,null,null,null,null,null,null,null,null,null,null,null,null,null,null,"","","","","","","","","","","",""]
[null,null,null,null,null,null,null,null,null,null,null,null,null,null,null,null,null,null,"","","","","","","","","","","",""]
[null,null,null,null,null,null,null,null,null,null,null,null,null,null,null,null,null,null,"","","","","","","","","","","",""]
[null,null,null,null,null,null,null,null,null,null,null,null,null,null,null,null,null,null,"","","","","","","","","","","",""]
[null,null,null,null,null,null,null,null,null,null,null,null,null,null,null,null,null,null,"","","","","","","","","","","",""]
[null,null,null,null,null,null,null,null,null,null,null,null,null,null,null,null,null,null,"","","","","","","","","","","",""]
[null,null,null,null,null,null,null,null,null,null,null,null,null,null,null,null,null,null,"","","","","","","","","","","",""]
[null,null,null,null,null,null,null,null,null,null,null,null,null,null,null,null,null,null,"","","","","","","","","","","",""]
[null,null,null,null,null,null,null,null,null,null,null,null,null,null,null,null,null,null,"","","","","","","","","","","",""]
[null,null,null,null,null,null,null,null,null,null,null,null,null,null,null,null,null,null,"","","","","","","","","","","",""]
[null,null,null,null,null,null,null,null,null,null,null,null,null,null,null,null,null,null,"","","","","","","","","","","",""]
[null,null,null,null,null,null,null,null,null,null,null,null,null,null,null,null,null,null,"","","","","","","","","","","",""]
[null,null,null,null,null,null,null,null,null,null,null,null,null,null,null,null,null,null,"","","","","","","","","","","",""]
[null,null,null,null,null,null,null,null,null,null,null,null,null,null,null,null,null,null,"","","","","","","","","","","",""]
[null,null,null,null,null,null,null,null,null,null,null,null,null,null,null,null,null,null,"","","","","","","","","","","",""]
[null,null,null,null,null,null,null,null,null,null,null,null,null,null,null,null,null,null,"","","","","","","","","","","",""]
[null,null,null,null,null,null,null,null,null,null,null,null,null,null,null,null,null,null,"","","","","","","","","","","",""]
[null,null,null,null,null,null,null,null,null,null,null,null,null,null,null,null,null,null,"","","","","","","","","","","",""]
[null,null,null,null,null,null,null,null,null,null,null,null,null,null,null,null,null,null,"","","","","","","","","","","",""]
[null,null,null,null,null,null,null,null,null,null,null,null,null,null,null,null,null,null,"","","","","","","","","","","",""]
[null,null,null,null,null,null,null,null,null,null,null,null,null,null,null,null,null,null,"","","","","","","","","","","",""]
[null,null,null,null,null,null,null,null,null,null,null,null,null,null,null,null,null,null,"","","","","","","","","","","",""]
[null,null,null,null,null,null,null,null,null,null,null,null,null,null,null,null,null,null,"","","","","","","","","","","",""]
[null,null,null,null,null,null,null,null,null,null,null,null,null,null,null,null,null,null,"","","","","","","","","","","",""]
[null,null,null,null,null,null,null,null,null,null,null,null,null,null,null,null,null,null,"","","","","","","","","","","",""]
[null,null,null,null,null,null,null,null,null,null,null,null,null,null,null,null,null,null,"","","","","","","","","","","",""]
[null,null,null,null,null,null,null,null,null,null,null,null,null,null,null,null,null,null,"","","","","","","","","","","",""]
[null,null,null,null,null,null,null,null,null,null,null,null,null,null,null,null,null,null,"","","","","","","","","","","",""]
[null,null,null,null,null,null,null,null,null,null,null,null,null,null,null,null,null,null,"","","","","","","","","","","",""]
[null,null,null,null,null,null,null,null,null,null,null,null,null,null,null,null,null,null,"","","","","","","","","","","",""]
[null,null,null,null,null,null,null,null,null,null,null,null,null,null,null,null,null,null,"","","","","","","","","","","",""]
[null,null,null,null,null,null,null,null,null,null,null,null,null,null,null,null,null,null,"","","","","","","","","","","",""]
[null,null,null,null,null,null,null,null,null,null,null,null,null,null,null,null,null,null,"","","","","","","","","","","",""]
[null,null,null,null,null,null,null,null,null,null,null,null,null,null,null,null,null,null,"","","","","","","","","","","",""]
[null,null,null,null,null,null,null,null,null,null,null,null,null,null,null,null,null,null,"","","","","","","","","","","",""]
[null,null,null,null,null,null,null,null,null,null,null,null,null,null,null,null,null,null,"","","","","","","","","","","",""]
[null,null,null,null,null,null,null,null,null,null,null,null,null,null,null,null,null,null,"","","","","","","","","","","",""]
[null,null,null,null,null,null,null,null,null,null,null,null,null,null,null,null,null,null,"","","","","","","","","","","",""]
[null,null,null,null,null,null,null,null,null,null,null,null,null,null,null,null,null,null,"","","","","","","","","","","",""]
[null,null,null,null,null,null,null,null,null,null,null,null,null,null,null,null,null,null,"","","","","","","","","","","",""]
[null,null,null,null,null,null,null,null,null,null,null,null,null,null,null,null,null,null,"","","","","","","","","","","",""]
[null,null,null,null,null,null,null,null,null,null,null,null,null,null,null,null,null,null,"","","","","","","","","","","",""]
[null,null,null,null,null,null,null,null,null,null,null,null,null,null,null,null,null,null,"","","","","","","","","","","",""]
[null,null,null,null,null,null,null,null,null,null,null,null,null,null,null,null,null,null,"","","","","","","","","","","",""]
[null,null,null,null,null,null,null,null,null,null,null,null,null,null,null,null,null,null,"","","","","","","","","","","",""]
[null,null,null,null,null,null,null,null,null,null,null,null,null,null,null,null,null,null,"","","","","","","","","","","",""]
[null,null,null,null,null,null,null,null,null,null,null,null,null,null,null,null,null,null,"","","","","","","","","","","",""]
[null,null,null,null,null,null,null,null,null,null,null,null,null,null,null,null,null,null,"","","","","","","","","","","",""]
[null,null,null,null,null,null,null,null,null,null,null,null,null,null,null,null,null,null,"","","","","","","","","","","",""]
[null,null,null,null,null,null,null,null,null,null,null,null,null,null,null,null,null,null,"","","","","","","","","","","",""]
[null,null,null,null,null,null,null,null,null,null,null,null,null,null,null,null,null,null,"","","","","","","","","","","",""]
[null,null,null,null,null,null,null,null,null,null,null,null,null,null,null,null,null,null,"","","","","","","","","","","",""]
[null,null,null,null,null,null,null,null,null,null,null,null,null,null,null,null,null,null,"","","","","","","","","","","",""]
[null,null,null,null,null,null,null,null,null,null,null,null,null,null,null,null,null,null,"","","","","","","","","","","",""]
[null,null,null,null,null,null,null,null,null,null,null,null,null,null,null,null,null,null,"","","","","","","","","","","",""]
[null,null,null,null,null,null,null,null,null,null,null,null,null,null,null,null,null,null,"","","","","","","","","","","",""]
[null,null,null,null,null,null,null,null,null,null,null,null,null,null,null,null,null,null,"","","","","","","","","","","",""]
[null,null,null,null,null,null,null,null,null,null,null,null,null,null,null,null,null,null,"","","","","","","","","","","",""]
[null,null,null,null,null,null,null,null,null,null,null,null,null,null,null,null,null,null,"","","","","","","","","","","",""]
[null,null,null,null,null,null,null,null,null,null,null,null,null,null,null,null,null,null,"","","","","","","","","","","",""]
[null,null,null,null,null,null,null,null,null,null,null,null,null,null,null,null,null,null,"","","","","","","","","","","",""]
[null,null,null,null,null,null,null,null,null,null,null,null,null,null,null,null,null,null,"","","","","","","","","","","",""]
[null,null,null,null,null,null,null,null,null,null,null,null,null,null,null,null,null,null,"","","","","","","","","","","",""]
[null,null,null,null,null,null,null,null,null,null,null,null,null,null,null,null,null,null,"","","","","","","","","","","",""]
[null,null,null,null,null,null,null,null,null,null,null,null,null,null,null,null,null,null,"","","","","","","","","","","",""]
[null,null,null,null,null,null,null,null,null,null,null,null,null,null,null,null,null,null,"","","","","","","","","","","",""]
[null,null,null,null,null,null,null,null,null,null,null,null,null,null,null,null,null,null,"","","","","","","","","","","",""]
[null,null,null,null,null,null,null,null,null,null,null,null,null,null,null,null,null,null,{"$f":"IF(ISBLANK(A6980),\"\",IFERROR(A6980+5-5,A6980))","v":""},"","","",{"$f":"IF(ISBLANK(J6980),\"\",J6980+0)","v":""},{"$f":"IF(ISBLANK(K6980),\"\",IFERROR(K6980+0,K6980))","v":""},{"$f":"IF(ISBLANK(L6980),\"\",VALUE(L6980))","v":""},{"$f":"IF(ISBLANK(M6980),\"\",VALUE(M6980))","v":""},{"$f":"IF(ISBLANK(G6980),\"\",G6980)","v":""},{"$f":"IF(ISNUMBER(W6980),MONTH(W6980)*100+DAY(J6980),\"\")","v":""},"",""]
[null,null,null,null,null,null,null,null,null,null,null,null,null,null,null,null,null,null,"","","","","","","","","","","",""]
[null,null,null,null,null,null,null,null,null,null,null,null,null,null,null,null,null,null,"","","","","","","","","","","",""]
[null,null,null,null,null,null,null,null,null,null,null,null,null,null,null,null,null,null,"","","","","","","","","","","",""]
[null,null,null,null,null,null,null,null,null,null,null,null,null,null,null,null,null,null,"","","","","","","","","","","",""]
[null,null,null,null,null,null,null,null,null,null,null,null,null,null,null,null,null,null,"","","","","","","","","","","",""]
[null,null,null,null,null,null,null,null,null,null,null,null,null,null,null,null,null,null,"","","","","","","","","","","",""]
[null,null,null,null,null,null,null,null,null,null,null,null,null,null,null,null,null,null,"","","","","","","","","","","",""]
[null,null,null,null,null,null,null,null,null,null,null,null,null,null,null,null,null,null,"","","","","","","","","","","",""]
[null,null,null,null,null,null,null,null,null,null,null,null,null,null,null,null,null,null,"","","","","","","","","","","",""]
[null,null,null,null,null,null,null,null,null,null,null,null,null,null,null,null,null,null,"","","","","","","","","","","",""]
[null,null,null,null,null,null,null,null,null,null,null,null,null,null,null,null,null,null,"","","","","","","","","","","",""]
[null,null,null,null,null,null,null,null,null,null,null,null,null,null,null,null,null,null,"","","","","","","","","","","",""]
[null,null,null,null,null,null,null,null,null,null,null,null,null,null,null,null,null,null,"","","","","","","","","","","",""]
[null,null,null,null,null,null,null,null,null,null,null,null,null,null,null,null,null,null,"","","","","","","","","","","",""]
[null,null,null,null,null,null,null,null,null,null,null,null,null,null,null,null,null,null,"","","","","","","","","","","",""]
[null,null,null,null,null,null,null,null,null,null,null,null,null,null,null,null,null,null,"","","","","","","","","","","",""]
[null,null,null,null,null,null,null,null,null,null,null,null,null,null,null,null,null,null,"","","","","","","","","","","",""]
[null,null,null,null,null,null,null,null,null,null,null,null,null,null,null,null,null,null,"","","","","","","","","","","",""]
[null,null,null,null,null,null,null,null,null,null,null,null,null,null,null,null,null,null,"","","","","","","","","","","",""]
[null,null,null,null,null,null,null,null,null,null,null,null,null,null,null,null,null,null,"","","","","","","","","","","",""]
[null,null,null,null,null,null,null,null,null,null,null,null,null,null,null,null,null,null,"","","","","","","","","","","",""]
[null,null,null,null,null,null,null,null,null,null,null,null,null,null,null,null,null,null,"","","","","","","","","","","",""]
[null,null,null,null,null,null,null,null,null,null,null,null,null,null,null,null,null,null,"","","","","","","","","","","",""]
[null,null,null,null,null,null,null,null,null,null,null,null,null,null,null,null,null,null,"","","","","","","","","","","",""]
[null,null,null,null,null,null,null,null,null,null,null,null,null,null,null,null,null,null,"","","","","","","","","","","",""]
[null,null,null,null,null,null,null,null,null,null,null,null,null,null,null,null,null,null,"","","","","","","","","","","",""]
[null,null,null,null,null,null,null,null,null,null,null,null,null,null,null,null,null,null,"","","","","","","","","","","",""]
[null,null,null,null,null,null,null,null,null,null,null,null,null,null,null,null,null,null,"","","","","","","","","","","",""]
[null,null,null,null,null,null,null,null,null,null,null,null,null,null,null,null,null,null,"","","","","","","","","","","",""]
[null,null,null,null,null,null,null,null,null,null,null,null,null,null,null,null,null,null,"","","","","","","","","","","",""]
[null,null,null,null,null,null,null,null,null,null,null,null,null,null,null,null,null,null,"","","","","","","","","","","",""]
[null,null,null,null,null,null,null,null,null,null,null,null,null,null,null,null,null,null,"","","","","","","","","","","",""]
[null,null,null,null,null,null,null,null,null,null,null,null,null,null,null,null,null,null,"","","","","","","","","","","",""]
[null,null,null,null,null,null,null,null,null,null,null,null,null,null,null,null,null,null,"","","","","","","","","","","",""]
[null,null,null,null,null,null,null,null,null,null,null,null,null,null,null,null,null,null,"","","","","","","","","","","",""]
[null,null,null,null,null,null,null,null,null,null,null,null,null,null,null,null,null,null,"","","","","","","","","","","",""]
[null,null,null,null,null,null,null,null,null,null,null,null,null,null,null,null,null,null,"","","","","","","","","","","",""]
[null,null,null,null,null,null,null,null,null,null,null,null,null,null,null,null,null,null,"","","","","","","","","","","",""]
[null,null,null,null,null,null,null,null,null,null,null,null,null,null,null,null,null,null,"","","","","","","","","","","",""]
[null,null,null,null,null,null,null,null,null,null,null,null,null,null,null,null,null,null,"","","","","","","","","","","",""]
[null,null,null,null,null,null,null,null,null,null,null,null,null,null,null,null,null,null,"","","","","","","","","","","",""]
[null,null,null,null,null,null,null,null,null,null,null,null,null,null,null,null,null,null,"","","","","","","","","","","",""]
[null,null,null,null,null,null,null,null,null,null,null,null,null,null,null,null,null,null,"","","","","","","","","","","",""]
[null,null,null,null,null,null,null,null,null,null,null,null,null,null,null,null,null,null,"","","","","","","","","","","",""]
[null,null,null,null,null,null,null,null,null,null,null,null,null,null,null,null,null,null,"","","","","","","","","","","",""]
[null,null,null,null,null,null,null,null,null,null,null,null,null,null,null,null,null,null,"","","","","","","","","","","",""]
[null,null,null,null,null,null,null,null,null,null,null,null,null,null,null,null,null,null,"","","","","","","","","","","",""]
[null,null,null,null,null,null,null,null,null,null,null,null,null,null,null,null,null,null,"","","","","","","","","","","",""]
[null,null,null,null,null,null,null,null,null,null,null,null,null,null,null,null,null,null,"","","","","","","","","","","",""]
[null,null,null,null,null,null,null,null,null,null,null,null,null,null,null,null,null,null,"","","","","","","","","","","",""]
[null,null,null,null,null,null,null,null,null,null,null,null,null,null,null,null,null,null,"","","","","","","","","","","",""]
[null,null,null,null,null,null,null,null,null,null,null,null,null,null,null,null,null,null,"","","","","","","","","","","",""]
[null,null,null,null,null,null,null,null,null,null,null,null,null,null,null,null,null,null,"","","","","","","","","","","",""]
[null,null,null,null,null,null,null,null,null,null,null,null,null,null,null,null,null,null,"","","","","","","","","","","",""]
[null,null,null,null,null,null,null,null,null,null,null,null,null,null,null,null,null,null,"","","","","","","","","","","",""]
[null,null,null,null,null,null,null,null,null,null,null,null,null,null,null,null,null,null,"","","","","","","","","","","",""]
[null,null,null,null,null,null,null,null,null,null,null,null,null,null,null,null,null,null,"","","","","","","","","","","",""]
[null,null,null,null,null,null,null,null,null,null,null,null,null,null,null,null,null,null,"","","","","","","","","","","",""]
[null,null,null,null,null,null,null,null,null,null,null,null,null,null,null,null,null,null,"","","","","","","","","","","",""]
[null,null,null,null,null,null,null,null,null,null,null,null,null,null,null,null,null,null,"","","","","","","","","","","",""]
[null,null,null,null,null,null,null,null,null,null,null,null,null,null,null,null,null,null,"","","","","","","","","","","",""]
[null,null,null,null,null,null,null,null,null,null,null,null,null,null,null,null,null,null,"","","","","","","","","","","",""]
[null,null,null,null,null,null,null,null,null,null,null,null,null,null,null,null,null,null,"","","","","","","","","","","",""]
[null,null,null,null,null,null,null,null,null,null,null,null,null,null,null,null,null,null,"","","","","","","","","","","",""]
[null,null,null,null,null,null,null,null,null,null,null,null,null,null,null,null,null,null,"","","","","","","","","","","",""]
[null,null,null,null,null,null,null,null,null,null,null,null,null,null,null,null,null,null,"","","","","","","","","","","",""]
[null,null,null,null,null,null,null,null,null,null,null,null,null,null,null,null,null,null,"","","","","","","","","","","",""]
[null,null,null,null,null,null,null,null,null,null,null,null,null,null,null,null,null,null,"","","","","","","","","","","",""]
[null,null,null,null,null,null,null,null,null,null,null,null,null,null,null,null,null,null,"","","","","","","","","","","",""]
[null,null,null,null,null,null,null,null,null,null,null,null,null,null,null,null,null,null,"","","","","","","","","","","",""]
[null,null,null,null,null,null,null,null,null,null,null,null,null,null,null,null,null,null,"","","","","","","","","","","",""]
[null,null,null,null,null,null,null,null,null,null,null,null,null,null,null,null,null,null,"","","","","","","","","","","",""]
[null,null,null,null,null,null,null,null,null,null,null,null,null,null,null,null,null,null,"","","","","","","","","","","",""]
[null,null,null,null,null,null,null,null,null,null,null,null,null,null,null,null,null,null,"","","","","","","","","","","",""]
[null,null,null,null,null,null,null,null,null,null,null,null,null,null,null,null,null,null,"","","","","","","","","","","",""]
[null,null,null,null,null,null,null,null,null,null,null,null,null,null,null,null,null,null,"","","","","","","","","","","",""]
[null,null,null,null,null,null,null,null,null,null,null,null,null,null,null,null,null,null,"","","","","","","","","","","",""]
[null,null,null,null,null,null,null,null,null,null,null,null,null,null,null,null,null,null,"","","","","","","","","","","",""]
[null,null,null,null,null,null,null,null,null,null,null,null,null,null,null,null,null,null,"","","","","","","","","","","",""]
[null,null,null,null,null,null,null,null,null,null,null,null,null,null,null,null,null,null,"","","","","","","","","","","",""]
[null,null,null,null,null,null,null,null,null,null,null,null,null,null,null,null,null,null,"","","","","","","","","","","",""]
[null,null,null,null,null,null,null,null,null,null,null,null,null,null,null,null,null,null,"","","","","","","","","","","",""]
[null,null,null,null,null,null,null,null,null,null,null,null,null,null,null,null,null,null,"","","","","","","","","","","",""]
[null,null,null,null,null,null,null,null,null,null,null,null,null,null,null,null,null,null,"","","","","","","","","","","",""]
[null,null,null,null,null,null,null,null,null,null,null,null,null,null,null,null,null,null,"","","","","","","","","","","",""]
[null,null,null,null,null,null,null,null,null,null,null,null,null,null,null,null,null,null,"","","","","","","","","","","",""]
[null,null,null,null,null,null,null,null,null,null,null,null,null,null,null,null,null,null,"","","","","","","","","","","",""]
[null,null,null,null,null,null,null,null,null,null,null,null,null,null,null,null,null,null,"","","","","","","","","","","",""]
[null,null,null,null,null,null,null,null,null,null,null,null,null,null,null,null,null,null,"","","","","","","","","","","",""]
[null,null,null,null,null,null,null,null,null,null,null,null,null,null,null,null,null,null,"","","","","","","","","","","",""]
[null,null,null,null,null,null,null,null,null,null,null,null,null,null,null,null,null,null,"","","","","","","","","","","",""]
[null,null,null,null,null,null,null,null,null,null,null,null,null,null,null,null,null,null,"","","","","","","","","","","",""]
[null,null,null,null,null,null,null,null,null,null,null,null,null,null,null,null,null,null,"","","","","","","","","","","",""]
[null,null,null,null,null,null,null,null,null,null,null,null,null,null,null,null,null,null,"","","","","","","","","","","",""]
[null,null,null,null,null,null,null,null,null,null,null,null,null,null,null,null,null,null,"","","","","","","","","","","",""]
[null,null,null,null,null,null,null,null,null,null,null,null,null,null,null,null,null,null,"","","","","","","","","","","",""]
[null,null,null,null,null,null,null,null,null,null,null,null,null,null,null,null,null,null,"","","","","","","","","","","",""]
[null,null,null,null,null,null,null,null,null,null,null,null,null,null,null,null,null,null,"","","","","","","","","","","",""]
[null,null,null,null,null,null,null,null,null,null,null,null,null,null,null,null,null,null,"","","","","","","","","","","",""]
[null,null,null,null,null,null,null,null,null,null,null,null,null,null,null,null,null,null,"","","","","","","","","","","",""]
[null,null,null,null,null,null,null,null,null,null,null,null,null,null,null,null,null,null,"","","","","","","","","","","",""]
[null,null,null,null,null,null,null,null,null,null,null,null,null,null,null,null,null,null,{"$f":"IF(ISBLANK(A7876),\"\",IFERROR(A7876+5-5,A7876))","v":""},"","","",{"$f":"IF(ISBLANK(J7876),\"\",J7876+0)","v":""},{"$f":"IF(ISBLANK(K7876),\"\",IFERROR(K7876+0,K7876))","v":""},{"$f":"IF(ISBLANK(L7876),\"\",VALUE(L7876))","v":""},{"$f":"IF(ISBLANK(M7876),\"\",VALUE(M7876))","v":""},{"$f":"IF(ISBLANK(G7876),\"\",G7876)","v":""},{"$f":"IF(ISNUMBER(W7876),MONTH(W7876)*100+DAY(J7876),\"\")","v":""},"",""]
[null,null,null,null,null,null,null,null,null,null,null,null,null,null,null,null,null,null,"","","","","","","","","","","",""]
[null,null,null,null,null,null,null,null,null,null,null,null,null,null,null,null,null,null,"","","","","","","","","","","",""]
[null,null,null,null,null,null,null,null,null,null,null,null,null,null,null,null,null,null,"","","","","","","","","","","",""]
[null,null,null,null,null,null,null,null,null,null,null,null,null,null,null,null,null,null,"","","","","","","","","","","",""]
[null,null,null,null,null,null,null,null,null,null,null,null,null,null,null,null,null,null,"","","","","","","","","","","",""]
[null,null,null,null,null,null,null,null,null,null,null,null,null,null,null,null,null,null,"","","","","","","","","","","",""]
[null,null,null,null,null,null,null,null,null,null,null,null,null,null,null,null,null,null,"","","","","","","","","","","",""]
[null,null,null,null,null,null,null,null,null,null,null,null,null,null,null,null,null,null,"","","","","","","","","","","",""]
[null,null,null,null,null,null,null,null,null,null,null,null,null,null,null,null,null,null,"","","","","","","","","","","",""]
[null,null,null,null,null,null,null,null,null,null,null,null,null,null,null,null,null,null,"","","","","","","","","","","",""]
[null,null,null,null,null,null,null,null,null,null,null,null,null,null,null,null,null,null,"","","","","","","","","","","",""]
[null,null,null,null,null,null,null,null,null,null,null,null,null,null,null,null,null,null,"","","","","","","","","","","",""]
[null,null,null,null,null,null,null,null,null,null,null,null,null,null,null,null,null,null,"","","","","","","","","","","",""]
[null,null,null,null,null,null,null,null,null,null,null,null,null,null,null,null,null,null,"","","","","","","","","","","",""]
[null,null,null,null,null,null,null,null,null,null,null,null,null,null,null,null,null,null,{"$f":"IF(ISBLANK(A8004),\"\",IFERROR(A8004+5-5,A8004))","v":""},"","","",{"$f":"IF(ISBLANK(J8004),\"\",J8004+0)","v":""},{"$f":"IF(ISBLANK(K8004),\"\",IFERROR(K8004+0,K8004))","v":""},{"$f":"IF(ISBLANK(L8004),\"\",VALUE(L8004))","v":""},{"$f":"IF(ISBLANK(M8004),\"\",VALUE(M8004))","v":""},{"$f":"IF(ISBLANK(G8004),\"\",G8004)","v":""},{"$f":"IF(ISNUMBER(W8004),MONTH(W8004)*100+DAY(J8004),\"\")","v":""},"",""]
[null,null,null,null,null,null,null,null,null,null,null,null,null,null,null,null,null,null,"","","","","","","","","","","",""]
[null,null,null,null,null,null,null,null,null,null,null,null,null,null,null,null,null,null,"","","","","","","","","","","",""]
[null,null,null,null,null,null,null,null,null,null,null,null,null,null,null,null,null,null,"","","","","","","","","","","",""]
[null,null,null,null,null,null,null,null,null,null,null,null,null,null,null,null,null,null,"","","","","","","","","","","",""]
[null,null,null,null,null,null,null,null,null,null,null,null,null,null,null,null,null,null,"","","","","","","","","","","",""]
[null,null,null,null,null,null,null,null,null,null,null,null,null,null,null,null,null,null,"","","","","","","","","","","",""]
[null,null,null,null,null,null,null,null,null,null,null,null,null,null,null,null,null,null,"","","","","","","","","","","",""]
[null,null,null,null,null,null,null,null,null,null,null,null,null,null,null,null,null,null,"","","","","","","","","","","",""]
[null,null,null,null,null,null,null,null,null,null,null,null,null,null,null,null,null,null,"","","","","","","","","","","",""]
[null,null,null,null,null,null,null,null,null,null,null,null,null,null,null,null,null,null,"","","","","","","","","","","",""]
[null,null,null,null,null,null,null,null,null,null,null,null,null,null,null,null,null,null,"","","","","","","","","","","",""]
[null,null,null,null,null,null,null,null,null,null,null,null,null,null,null,null,null,null,"","","","","","","","","","","",""]
[null,null,null,null,null,null,null,null,null,null,null,null,null,null,null,null,null,null,"","","","","","","","","","","",""]
[null,null,null,null,null,null,null,null,null,null,null,null,null,null,null,null,null,null,"","","","","","","","","","","",""]
[null,null,null,null,null,null,null,null,null,null,null,null,null,null,null,null,null,null,"","","","","","","","","","","",""]
[null,null,null,null,null,null,null,null,null,null,null,null,null,null,null,null,null,null,"","","","","","","","","","","",""]
[null,null,null,null,null,null,null,null,null,null,null,null,null,null,null,null,null,null,"","","","","","","","","","","",""]
[null,null,null,null,null,null,null,null,null,null,null,null,null,null,null,null,null,null,"","","","","","","","","","","",""]
[null,null,null,null,null,null,null,null,null,null,null,null,null,null,null,null,null,null,"","","","","","","","","","","",""]
[null,null,null,null,null,null,null,null,null,null,null,null,null,null,null,null,null,null,"","","","","","","","","","","",""]
[null,null,null,null,null,null,null,null,null,null,null,null,null,null,null,null,null,null,"","","","","","","","","","","",""]
[null,null,null,null,null,null,null,null,null,null,null,null,null,null,null,null,null,null,{"$f":"IF(ISBLANK(A8196),\"\",IFERROR(A8196+5-5,A8196))","v":""},"","","",{"$f":"IF(ISBLANK(J8196),\"\",J8196+0)","v":""},{"$f":"IF(ISBLANK(K8196),\"\",IFERROR(K8196+0,K8196))","v":""},{"$f":"IF(ISBLANK(L8196),\"\",VALUE(L8196))","v":""},{"$f":"IF(ISBLANK(M8196),\"\",VALUE(M8196))","v":""},{"$f":"IF(ISBLANK(G8196),\"\",G8196)","v":""},{"$f":"IF(ISNUMBER(W8196),MONTH(W8196)*100+DAY(J8196),\"\")","v":""},"",""]
[null,null,null,null,null,null,null,null,null,null,null,null,null,null,null,null,null,null,"","","","","","","","","","","",""]
[null,null,null,null,null,null,null,null,null,null,null,null,null,null,null,null,null,null,"","","","","","","","","","","",""]
[null,null,null,null,null,null,null,null,null,null,null,null,null,null,null,null,null,null,"","","","","","","","","","","",""]
[null,null,null,null,null,null,null,null,null,null,null,null,null,null,null,null,null,null,"","","","","","","","","","","",""]
[null,null,null,null,null,null,null,null,null,null,null,null,null,null,null,null,null,null,"","","","","","","","","","","",""]
[null,null,null,null,null,null,null,null,null,null,null,null,null,null,null,null,null,null,"","","","","","","","","","","",""]
[null,null,null,null,null,null,null,null,null,null,null,null,null,null,null,null,null,null,"","","","","","","","","","","",""]
[null,null,null,null,null,null,null,null,null,null,null,null,null,null,null,null,null,null,"","","","","","","","","","","",""]
[null,null,null,null,null,null,null,null,null,null,null,null,null,null,null,null,null,null,"","","","","","","","","","","",""]
[null,null,null,null,null,null,null,null,null,null,null,null,null,null,null,null,null,null,"","","","","","","","","","","",""]
[null,null,null,null,null,null,null,null,null,null,null,null,null,null,null,null,null,null,"","","","","","","","","","","",""]
[null,null,null,null,null,null,null,null,null,null,null,null,null,null,null,null,null,null,"","","","","","","","","","","",""]
[null,null,null,null,null,null,null,null,null,null,null,null,null,null,null,null,null,null,"","","","","","","","","","","",""]
[null,null,null,null,null,null,null,null,null,null,null,null,null,null,null,null,null,null,"","","","","","","","","","","",""]
[null,null,null,null,null,null,null,null,null,null,null,null,null,null,null,null,null,null,"","","","","","","","","","","",""]
[null,null,null,null,null,null,null,null,null,null,null,null,null,null,null,null,null,null,"","","","","","","","","","","",""]
[null,null,null,null,null,null,null,null,null,null,null,null,null,null,null,null,null,null,"","","","","","","","","","","",""]
[null,null,null,null,null,null,null,null,null,null,null,null,null,null,null,null,null,null,"","","","","","","","","","","",""]
[null,null,null,null,null,null,null,null,null,null,null,null,null,null,null,null,null,null,"","","","","","","","","","","",""]
[null,null,null,null,null,null,null,null,null,null,null,null,null,null,null,null,null,null,"","","","","","","","","","","",""]
[null,null,null,null,null,null,null,null,null,null,null,null,null,null,null,null,null,null,"","","","","","","","","","","",""]
[null,null,null,null,null,null,null,null,null,null,null,null,null,null,null,null,null,null,"","","","","","","","","","","",""]
[null,null,null,null,null,null,null,null,null,null,null,null,null,null,null,null,null,null,"","","","","","","","","","","",""]
[null,null,null,null,null,null,null,null,null,null,null,null,null,null,null,null,null,null,"","","","","","","","","","","",""]
[null,null,null,null,null,null,null,null,null,null,null,null,null,null,null,null,null,null,"","","","","","","","","","","",""]
[null,null,null,null,null,null,null,null,null,null,null,null,null,null,null,null,null,null,"","","","","","","","","","","",""]
[null,null,null,null,null,null,null,null,null,null,null,null,null,null,null,null,null,null,"","","","","","","","","","","",""]
[null,null,null,null,null,null,null,null,null,null,null,null,null,null,null,null,null,null,"","","","","","","","","","","",""]
[null,null,null,null,null,null,null,null,null,null,null,null,null,null,null,null,null,null,{"$f":"IF(ISBLANK(A8452),\"\",IFERROR(A8452+5-5,A8452))","v":""},"","","",{"$f":"IF(ISBLANK(J8452),\"\",J8452+0)","v":""},{"$f":"IF(ISBLANK(K8452),\"\",IFERROR(K8452+0,K8452))","v":""},{"$f":"IF(ISBLANK(L8452),\"\",VALUE(L8452))","v":""},{"$f":"IF(ISBLANK(M8452),\"\",VALUE(M8452))","v":""},{"$f":"IF(ISBLANK(G8452),\"\",G8452)","v":""},{"$f":"IF(ISNUMBER(W8452),MONTH(W8452)*100+DAY(J8452),\"\")","v":""},"",""]
[null,null,null,null,null,null,null,null,null,null,null,null,null,null,null,null,null,null,"","","","","","","","","","","",""]
[null,null,null,null,null,null,null,null,null,null,null,null,null,null,null,null,null,null,"","","","","","","","","","","",""]
[null,null,null,null,null,null,null,null,null,null,null,null,null,null,null,null,null,null,"","","","","","","","","","","",""]
[null,null,null,null,null,null,null,null,null,null,null,null,null,null,null,null,null,null,"","","","","","","","","","","",""]
[null,null,null,null,null,null,null,null,null,null,null,null,null,null,null,null,null,null,"","","","","","","","","","","",""]
[null,null,null,null,null,null,null,null,null,null,null,null,null,null,null,null,null,null,"","","","","","","","","","","",""]
[null,null,null,null,null,null,null,null,null,null,null,null,null,null,null,null,null,null,"","","","","","","","","","","",""]
[null,null,null,null,null,null,null,null,null,null,null,null,null,null,null,null,null,null,"","","","","","","","","","","",""]
[null,null,null,null,null,null,null,null,null,null,null,null,null,null,null,null,null,null,"","","","","","","","","","","",""]
[null,null,null,null,null,null,null,null,null,null,null,null,null,null,null,null,null,null,"","","","","","","","","","","",""]
[null,null,null,null,null,null,null,null,null,null,null,null,null,null,null,null,null,null,"","","","","","","","","","","",""]
[null,null,null,null,null,null,null,null,null,null,null,null,null,null,null,null,null,null,"","","","","","","","","","","",""]
[null,null,null,null,null,null,null,null,null,null,null,null,null,null,null,null,null,null,"","","","","","","","","","","",""]
[null,null,null,null,null,null,null,null,null,null,null,null,null,null,null,null,null,null,"","","","","","","","","","","",""]
[null,null,null,null,null,null,null,null,null,null,null,null,null,null,null,null,null,null,"","","","","","","","","","","",""]
[null,null,null,null,null,null,null,null,null,null,null,null,null,null,null,null,null,null,"","","","","","","","","","","",""]
[null,null,null,null,null,null,null,null,null,null,null,null,null,null,null,null,null,null,"","","","","","","","","","","",""]
[null,null,null,null,null,null,null,null,null,null,null,null,null,null,null,null,null,null,"","","","","","","","","","","",""]
[null,null,null,null,null,null,null,null,null,null,null,null,null,null,null,null,null,null,"","","","","","","","","","","",""]
[null,null,null,null,null,null,null,null,null,null,null,null,null,null,null,null,null,null,"","","","","","","","","","","",""]
[null,null,null,null,null,null,null,null,null,null,null,null,null,null,null,null,null,null,"","","","","","","","","","","",""]
[null,null,null,null,null,null,null,null,null,null,null,null,null,null,null,null,null,null,"","","","","","","","","","","",""]
[null,null,null,null,null,null,null,null,null,null,null,null,null,null,null,null,null,null,"","","","","","","","","","","",""]
[null,null,null,null,null,null,null,null,null,null,null,null,null,null,null,null,null,null,"","","","","","","","","","","",""]
[null,null,null,null,null,null,null,null,null,null,null,null,null,null,null,null,null,null,"","","","","","","","","","","",""]
[null,null,null,null,null,null,null,null,null,null,null,null,null,null,null,null,null,null,"","","","","","","","","","","",""]
[null,null,null,null,null,null,null,null,null,null,null,null,null,null,null,null,null,null,"","","","","","","","","","","",""]
[null,null,null,null,null,null,null,null,null,null,null,null,null,null,null,null,null,null,"","","","","","","","","","","",""]
[null,null,null,null,null,null,null,null,null,null,null,null,null,null,null,null,null,null,{"$f":"IF(ISBLANK(A8708),\"\",IFERROR(A8708+5-5,A8708))","v":""},"","","",{"$f":"IF(ISBLANK(J8708),\"\",J8708+0)","v":""},{"$f":"IF(ISBLANK(K8708),\"\",IFERROR(K8708+0,K8708))","v":""},{"$f":"IF(ISBLANK(L8708),\"\",VALUE(L8708))","v":""},{"$f":"IF(ISBLANK(M8708),\"\",VALUE(M8708))","v":""},{"$f":"IF(ISBLANK(G8708),\"\",G8708)","v":""},{"$f":"IF(ISNUMBER(W8708),MONTH(W8708)*100+DAY(J8708),\"\")","v":""},"",""]
[null,null,null,null,null,null,null,null,null,null,null,null,null,null,null,null,null,null,"","","","","","","","","","","",""]
[null,null,null,null,null,null,null,null,null,null,null,null,null,null,null,null,null,null,"","","","","","","","","","","",""]
[null,null,null,null,null,null,null,null,null,null,null,null,null,null,null,null,null,null,"","","","","","","","","","","",""]
[null,null,null,null,null,null,null,null,null,null,null,null,null,null,null,null,null,null,"","","","","","","","","","","",""]
[null,null,null,null,null,null,null,null,null,null,null,null,null,null,null,null,null,null,"","","","","","","","","","","",""]
[null,null,null,null,null,null,null,null,null,null,null,null,null,null,null,null,null,null,"","","","","","","","","","","",""]
[null,null,null,null,null,null,null,null,null,null,null,null,null,null,null,null,null,null,"","","","","","","","","","","",""]
[null,null,null,null,null,null,null,null,null,null,null,null,null,null,null,null,null,null,"","","","","","","","","","","",""]
[null,null,null,null,null,null,null,null,null,null,null,null,null,null,null,null,null,null,"","","","","","","","","","","",""]
[null,null,null,null,null,null,null,null,null,null,null,null,null,null,null,null,null,null,"","","","","","","","","","","",""]
[null,null,null,null,null,null,null,null,null,null,null,null,null,null,null,null,null,null,"","","","","","","","","","","",""]
[null,null,null,null,null,null,null,null,null,null,null,null,null,null,null,null,null,null,"","","","","","","","","","","",""]
[null,null,null,null,null,null,null,null,null,null,null,null,null,null,null,null,null,null,"","","","","","","","","","","",""]
[null,null,null,null,null,null,null,null,null,null,null,null,null,null,null,null,null,null,"","","","","","","","","","","",""]
[null,null,null,null,null,null,null,null,null,null,null,null,null,null,null,null,null,null,"","","","","","","","","","","",""]
[null,null,null,null,null,null,null,null,null,null,null,null,null,null,null,null,null,null,"","","","","","","","","","","",""]
[null,null,null,null,null,null,null,null,null,null,null,null,null,null,null,null,null,null,"","","","","","","","","","","",""]
[null,null,null,null,null,null,null,null,null,null,null,null,null,null,null,null,null,null,"","","","","","","","","","","",""]
[null,null,null,null,null,null,null,null,null,null,null,null,null,null,null,null,null,null,"","","","","","","","","","","",""]
[null,null,null,null,null,null,null,null,null,null,null,null,null,null,null,null,null,null,"","","","","","","","","","","",""]
[null,null,null,null,null,null,null,null,null,null,null,null,null,null,null,null,null,null,"","","","","","","","","","","",""]
[null,null,null,null,null,null,null,null,null,null,null,null,null,null,null,null,null,null,{"$f":"IF(ISBLANK(A8900),\"\",IFERROR(A8900+5-5,A8900))","v":""},"","","",{"$f":"IF(ISBLANK(J8900),\"\",J8900+0)","v":""},{"$f":"IF(ISBLANK(K8900),\"\",IFERROR(K8900+0,K8900))","v":""},{"$f":"IF(ISBLANK(L8900),\"\",VALUE(L8900))","v":""},{"$f":"IF(ISBLANK(M8900),\"\",VALUE(M8900))","v":""},{"$f":"IF(ISBLANK(G8900),\"\",G8900)","v":""},{"$f":"IF(ISNUMBER(W8900),MONTH(W8900)*100+DAY(J8900),\"\")","v":""},"",""]
[null,null,null,null,null,null,null,null,null,null,null,null,null,null,null,null,null,null,"","","","","","","","","","","",""]
[null,null,null,null,null,null,null,null,null,null,null,null,null,null,null,null,null,null,"","","","","","","","","","","",""]
[null,null,null,null,null,null,null,null,null,null,null,null,null,null,null,null,null,null,"","","","","","","","","","","",""]
[null,null,null,null,null,null,null,null,null,null,null,null,null,null,null,null,null,null,"","","","","","","","","","","",""]
[null,null,null,null,null,null,null,null,null,null,null,null,null,null,null,null,null,null,"","","","","","","","","","","",""]
[null,null,null,null,null,null,null,null,null,null,null,null,null,null,null,null,null,null,"","","","","","","","","","","",""]
[null,null,null,null,null,null,null,null,null,null,null,null,null,null,null,null,null,null,"","","","","","","","","","","",""]
[null,null,null,null,null,null,null,null,null,null,null,null,null,null,null,null,null,null,"","","","","","","","","","","",""]
[null,null,null,null,null,null,null,null,null,null,null,null,null,null,null,null,null,null,"","","","","","","","","","","",""]
[null,null,null,null,null,null,null,null,null,null,null,null,null,null,null,null,null,null,"","","","","","","","","","","",""]
[null,null,null,null,null,null,null,null,null,null,null,null,null,null,null,null,null,null,"","","","","","","","","","","",""]
[null,null,null,null,null,null,null,null,null,null,null,null,null,null,null,null,null,null,"","","","","","","","","","","",""]
[null,null,null,null,null,null,null,null,null,null,null,null,null,null,null,null,null,null,"","","","","","","","","","","",""]
[null,null,null,null,null,null,null,null,null,null,null,null,null,null,null,null,null,null,"",{"$f":"IF(LEFT(X9021)=\"<\",1,\"\")","v":""},{"$f":"IF(LEFT(X9021)=\"<\",0,IF(LEFT(X9021)=\"e\",IF(ISNUMBER(Z9021),Z9021,Y9021),X9021))","v":""},{"$f":"IF(U9021=0,IF(ISNUMBER(Z9021),Z9021/2,Y9021/2),U9021)","v":""},"","","","","","",{"$f":"IF(AB9021>=AA$2,IF(AB9021<=AB$2,S9021,\"\"),\"\")","v":""},{"$f":"IF(AB9021>=AA$2,IF(AB9021<=AB$2,T9021,\"\"),\"\")","v":""}]
[null,null,null,null,null,null,null,null,null,null,null,null,null,null,null,null,null,null,{"$f":"IF(ISBLANK(A9028),\"\",IFERROR(A9028+5-5,A9028))","v":""},"","","",{"$f":"IF(ISBLANK(J9028),\"\",J9028+0)","v":""},{"$f":"IF(ISBLANK(K9028),\"\",IFERROR(K9028+0,K9028))","v":""},{"$f":"IF(ISBLANK(L9028),\"\",VALUE(L9028))","v":""},{"$f":"IF(ISBLANK(M9028),\"\",VALUE(M9028))","v":""},{"$f":"IF(ISBLANK(G9028),\"\",G9028)","v":""},{"$f":"IF(ISNUMBER(W9028),MONTH(W9028)*100+DAY(J9028),\"\")","v":""},"",""]
[null,null,null,null,null,null,null,null,null,null,null,null,null,null,null,null,null,null,"","","","","","","","","","","",""]
[null,null,null,null,null,null,null,null,null,null,null,null,null,null,null,null,null,null,"","","","","","","","","","","",""]
[null,null,null,null,null,null,null,null,null,null,null,null,null,null,null,null,null,null,"","","","","","","","","","","",""]
[null,null,null,null,null,null,null,null,null,null,null,null,null,null,null,null,null,null,"","","","","","","","","","","",""]
[null,null,null,null,null,null,null,null,null,null,null,null,null,null,null,null,null,null,"","","","","","","","","","","",""]
[null,null,null,null,null,null,null,null,null,null,null,null,null,null,null,null,null,null,"","","","","","","","","","","",""]
[null,null,null,null,null,null,null,null,null,null,null,null,null,null,null,null,null,null,"","","","","","","","","","","",""]
[null,null,null,null,null,null,null,null,null,null,null,null,null,null,null,null,null,null,"","","","","","","","","","","",""]
[null,null,null,null,null,null,null,null,null,null,null,null,null,null,null,null,null,null,"","","","","","","","","","","",""]
[null,null,null,null,null,null,null,null,null,null,null,null,null,null,null,null,null,null,"","","","","","","","","","","",""]
[null,null,null,null,null,null,null,null,null,null,null,null,null,null,null,null,null,null,"","","","","","","","","","","",""]
[null,null,null,null,null,null,null,null,null,null,null,null,null,null,null,null,null,null,"","","","","","","","","","","",""]
[null,null,null,null,null,null,null,null,null,null,null,null,null,null,null,null,null,null,"","","","","","","","","","","",""]
[null,null,null,null,null,null,null,null,null,null,null,null,null,null,null,null,null,null,"","","","","","","","","","","",""]
[null,null,null,null,null,null,null,null,null,null,null,null,null,null,null,null,null,null,"","","","","","","","","","","",""]
[null,null,null,null,null,null,null,null,null,null,null,null,null,null,null,null,null,null,"","","","","","","","","","","",""]
[null,null,null,null,null,null,null,null,null,null,null,null,null,null,null,null,null,null,"","","","","","","","","","","",""]
[null,null,null,null,null,null,null,null,null,null,null,null,null,null,null,null,null,null,"","","","","","","","","","","",""]
[null,null,null,null,null,null,null,null,null,null,null,null,null,null,null,null,null,null,"","","","","","","","","","","",""]
[null,null,null,null,null,null,null,null,null,null,null,null,null,null,null,null,null,null,"","","","","","","","","","","",""]
[null,null,null,null,null,null,null,null,null,null,null,null,null,null,null,null,null,null,"","","","","","","","","","","",""]
[null,null,null,null,null,null,null,null,null,null,null,null,null,null,null,null,null,null,"","","","","","","","","","","",""]
[null,null,null,null,null,null,null,null,null,null,null,null,null,null,null,null,null,null,"","","","","","","","","","","",""]
[null,null,null,null,null,null,null,null,null,null,null,null,null,null,null,null,null,null,"","","","","","","","","","","",""]
[null,null,null,null,null,null,null,null,null,null,null,null,null,null,null,null,null,null,"","","","","","","","","","","",""]
[null,null,null,null,null,null,null,null,null,null,null,null,null,null,null,null,null,null,"","","","","","","","","","","",""]
[null,null,null,null,null,null,null,null,null,null,null,null,null,null,null,null,null,null,"","","","","","","","","","","",""]
[null,null,null,null,null,null,null,null,null,null,null,null,null,null,null,null,null,null,"","","","","","","","","","","",""]
[null,null,null,null,null,null,null,null,null,null,null,null,null,null,null,null,null,null,"","","","","","","","","","","",""]
[null,null,null,null,null,null,null,null,null,null,null,null,null,null,null,null,null,null,"","","","","","","","","","","",""]
[null,null,null,null,null,null,null,null,null,null,null,null,null,null,null,null,null,null,"","","","","","","","","","","",""]
[null,null,null,null,null,null,null,null,null,null,null,null,null,null,null,null,null,null,"","","","","","","","","","","",""]
[null,null,null,null,null,null,null,null,null,null,null,null,null,null,null,null,null,null,"","","","","","","","","","","",""]
[null,null,null,null,null,null,null,null,null,null,null,null,null,null,null,null,null,null,"","","","","","","","","","","",""]
[null,null,null,null,null,null,null,null,null,null,null,null,null,null,null,null,null,null,"","","","","","","","","","","",""]
[null,null,null,null,null,null,null,null,null,null,null,null,null,null,null,null,null,null,"","","","","","","","","","","",""]
[null,null,null,null,null,null,null,null,null,null,null,null,null,null,null,null,null,null,"","","","","","","","","","","",""]
[null,null,null,null,null,null,null,null,null,null,null,null,null,null,null,null,null,null,"","","","","","","","","","","",""]
[null,null,null,null,null,null,null,null,null,null,null,null,null,null,null,null,null,null,"","","","","","","","","","","",""]
[null,null,null,null,null,null,null,null,null,null,null,null,null,null,null,null,null,null,"","","","","","","","","","","",""]
[null,null,null,null,null,null,null,null,null,null,null,null,null,null,null,null,null,null,"","","","","","","","","","","",""]
[null,null,null,null,null,null,null,null,null,null,null,null,null,null,null,null,null,null,"","","","","","","","","","","",""]
[null,null,null,null,null,null,null,null,null,null,null,null,null,null,null,null,null,null,"","","","","","","","","","","",""]
[null,null,null,null,null,null,null,null,null,null,null,null,null,null,null,null,null,null,"","","","","","","","","","","",""]
[null,null,null,null,null,null,null,null,null,null,null,null,null,null,null,null,null,null,"","","","","","","","","","","",""]
[null,null,null,null,null,null,null,null,null,null,null,null,null,null,null,null,null,null,"","","","","","","","","","","",""]
[null,null,null,null,null,null,null,null,null,null,null,null,null,null,null,null,null,null,"","","","","","","","","","","",""]
[null,null,null,null,null,null,null,null,null,null,null,null,null,null,null,null,null,null,"","","","","","","","","","","",""]
[null,null,null,null,null,null,null,null,null,null,null,null,null,null,null,null,null,null,"","","","","","","","","","","",""]
[null,null,null,null,null,null,null,null,null,null,null,null,null,null,null,null,null,null,"","","","","","","","","","","",""]
[null,null,null,null,null,null,null,null,null,null,null,null,null,null,null,null,null,null,"","","","","","","","","","","",""]
[null,null,null,null,null,null,null,null,null,null,null,null,null,null,null,null,null,null,"","","","","","","","","","","",""]
[null,null,null,null,null,null,null,null,null,null,null,null,null,null,null,null,null,null,"","","","","","","","","","","",""]
[null,null,null,null,null,null,null,null,null,null,null,null,null,null,null,null,null,null,"","","","","","","","","","","",""]
[null,null,null,null,null,null,null,null,null,null,null,null,null,null,null,null,null,null,"","","","","","","","","","","",""]
[null,null,null,null,null,null,null,null,null,null,null,null,null,null,null,null,null,null,"","","","","","","","","","","",""]
[null,null,null,null,null,null,null,null,null,null,null,null,null,null,null,null,null,null,"","","","","","","","","","","",""]
[null,null,null,null,null,null,null,null,null,null,null,null,null,null,null,null,null,null,"",{"$f":"IF(LEFT(X9533)=\"<\",1,\"\")","v":""},{"$f":"IF(LEFT(X9533)=\"<\",0,IF(LEFT(X9533)=\"e\",IF(ISNUMBER(Z9533),Z9533,Y9533),X9533))","v":""},{"$f":"IF(U9533=0,IF(ISNUMBER(Z9533),Z9533/2,Y9533/2),U9533)","v":""},"","","","","","",{"$f":"IF(AB9533>=AA$2,IF(AB9533<=AB$2,S9533,\"\"),\"\")","v":""},{"$f":"IF(AB9533>=AA$2,IF(AB9533<=AB$2,T9533,\"\"),\"\")","v":""}]
[null,null,null,null,null,null,null,null,null,null,null,null,null,null,null,null,null,null,"","","","","","","","","","","",""]
[null,null,null,null,null,null,null,null,null,null,null,null,null,null,null,null,null,null,"","","","","","","","","","","",""]
[null,null,null,null,null,null,null,null,null,null,null,null,null,null,null,null,null,null,"","","","","","","","","","","",""]
[null,null,null,null,null,null,null,null,null,null,null,null,null,null,null,null,null,null,"","","","","","","","","","","",""]
[null,null,null,null,null,null,null,null,null,null,null,null,null,null,null,null,null,null,"","","","","","","","","","","",""]
[null,null,null,null,null,null,null,null,null,null,null,null,null,null,null,null,null,null,"","","","","","","","","","","",""]
[null,null,null,null,null,null,null,null,null,null,null,null,null,null,null,null,null,null,"","","","","","","","","","","",""]
[null,null,null,null,null,null,null,null,null,null,null,null,null,null,null,null,null,null,"","","","","","","","","","","",""]
[null,null,null,null,null,null,null,null,null,null,null,null,null,null,null,null,null,null,"","","","","","","","","","","",""]
[null,null,null,null,null,null,null,null,null,null,null,null,null,null,null,null,null,null,"","","","","","","","","","","",""]
[null,null,null,null,null,null,null,null,null,null,null,null,null,null,null,null,null,null,"","","","","","","","","","","",""]
[null,null,null,null,null,null,null,null,null,null,null,null,null,null,null,null,null,null,"","","","","","","","","","","",""]
[null,null,null,null,null,null,null,null,null,null,null,null,null,null,null,null,null,null,"","","","","","","","","","","",""]
[null,null,null,null,null,null,null,null,null,null,null,null,null,null,null,null,null,null,"","","","","","","","","","","",""]
[null,null,null,null,null,null,null,null,null,null,null,null,null,null,null,null,null,null,"","","","","","","","","","","",""]
[null,null,null,null,null,null,null,null,null,null,null,null,null,null,null,null,null,null,"","","","","","","","","","","",""]
[null,null,null,null,null,null,null,null,null,null,null,null,null,null,null,null,null,null,"","","","","","","","","","","",""]
[null,null,null,null,null,null,null,null,null,null,null,null,null,null,null,null,null,null,"","","","","","","","","","","",""]
[null,null,null,null,null,null,null,null,null,null,null,null,null,null,null,null,null,null,"","","","","","","","","","","",""]
[null,null,null,null,null,null,null,null,null,null,null,null,null,null,null,null,null,null,"","","","","","","","","","","",""]
[null,null,null,null,null,null,null,null,null,null,null,null,null,null,null,null,null,null,"","","","","","","","","","","",""]
[null,null,null,null,null,null,null,null,null,null,null,null,null,null,null,null,null,null,"","","","","","","","","","","",""]
[null,null,null,null,null,null,null,null,null,null,null,null,null,null,null,null,null,null,"","","","","","","","","","","",""]
[null,null,null,null,null,null,null,null,null,null,null,null,null,null,null,null,null,null,"","","","","","","","","","","",""]
[null,null,null,null,null,null,null,null,null,null,null,null,null,null,null,null,null,null,"","","","","","","","","","","",""]
[null,null,null,null,null,null,null,null,null,null,null,null,null,null,null,null,null,null,"","","","","","","","","","","",""]
[null,null,null,null,null,null,null,null,null,null,null,null,null,null,null,null,null,null,"","","","","","","","","","","",""]
[null,null,null,null,null,null,null,null,null,null,null,null,null,null,null,null,null,null,"","","","","","","","","","","",""]
[null,null,null,null,null,null,null,null,null,null,null,null,null,null,null,null,null,null,"","","","","","","","","","","",""]
[null,null,null,null,null,null,null,null,null,null,null,null,null,null,null,null,null,null,"","","","","","","","","","","",""]
[null,null,null,null,null,null,null,null,null,null,null,null,null,null,null,null,null,null,"","","","","","","","","","","",""]
[null,null,null,null,null,null,null,null,null,null,null,null,null,null,null,null,null,null,"","","","","","","","","","","",""]
[null,null,null,null,null,null,null,null,null,null,null,null,null,null,null,null,null,null,"","","","","","","","","","","",""]
[null,null,null,null,null,null,null,null,null,null,null,null,null,null,null,null,null,null,"","","","","","","","","","","",""]
[null,null,null,null,null,null,null,null,null,null,null,null,null,null,null,null,null,null,"","","","","","","","","","","",""]
[null,null,null,null,null,null,null,null,null,null,null,null,null,null,null,null,null,null,"","","","","","","","","","","",""]
[null,null,null,null,null,null,null,null,null,null,null,null,null,null,null,null,null,null,"","","","","","","","","","","",""]
[null,null,null,null,null,null,null,null,null,null,null,null,null,null,null,null,null,null,"","","","","","","","","","","",""]
[null,null,null,null,null,null,null,null,null,null,null,null,null,null,null,null,null,null,"","","","","","","","","","","",""]
[null,null,null,null,null,null,null,null,null,null,null,null,null,null,null,null,null,null,"","","","","","","","","","","",""]
[null,null,null,null,null,null,null,null,null,null,null,null,null,null,null,null,null,null,"","","","","","","","","","","",""]
[null,null,null,null,null,null,null,null,null,null,null,null,null,null,null,null,null,null,"","","","","","","","","","","",""]
[null,null,null,null,null,null,null,null,null,null,null,null,null,null,null,null,null,null,"","","","","","","","","","","",""]
[null,null,null,null,null,null,null,null,null,null,null,null,null,null,null,null,null,null,"","","","","","","","","","","",""]
[null,null,null,null,null,null,null,null,null,null,null,null,null,null,null,null,null,null,"","","","","","","","","","","",""]
[null,null,null,null,null,null,null,null,null,null,null,null,null,null,null,null,null,null,"","","","","","","","","","","",""]
[null,null,null,null,null,null,null,null,null,null,null,null,null,null,null,null,null,null,"","","","","","","","","","","",""]
[null,null,null,null,null,null,null,null,null,null,null,null,null,null,null,null,null,null,"","","","","","","","","","","",""]
[null,null,null,null,null,null,null,null,null,null,null,null,null,null,null,null,null,null,"","","","","","","","","","","",""]
[null,null,null,null,null,null,null,null,null,null,null,null,null,null,null,null,null,null,"","","","","","","","","","","",""]
[null,null,null,null,null,null,null,null,null,null,null,null,null,null,null,null,null,null,"","","","","","","","","","","",""]
[null,null,null,null,null,null,null,null,null,null,null,null,null,null,null,null,null,null,"","","","","","","","","","","",""]
[null,null,null,null,null,null,null,null,null,null,null,null,null,null,null,null,null,null,"","","","","","","","","","","",""]
[null,null,null,null,null,null,null,null,null,null,null,null,null,null,null,null,null,null,"","","","","","","","","","","",""]
[null,null,null,null,null,null,null,null,null,null,null,null,null,null,null,null,null,null,"","","","","","","","","","","",""]
[null,null,null,null,null,null,null,null,null,null,null,null,null,null,null,null,null,null,"","","","","","","","","","","",""]
[null,null,null,null,null,null,null,null,null,null,null,null,null,null,null,null,null,null,"","","","","","","","","","","",""]
[null,null,null,null,null,null,null,null,null,null,null,null,null,null,null,null,null,null,"","","","","","","","","","","",""]
[null,null,null,null,null,null,null,null,null,null,null,null,null,null,null,null,null,null,"","","","","","","","","","","",""]
[null,null,null,null,null,null,null,null,null,null,null,null,null,null,null,null,null,null,"","","","","","","","","","","",""]
[null,null,null,null,null,null,null,null,null,null,null,null,null,null,null,null,null,null,"","","","","","","","","","","",""]
[null,null,null,null,null,null,null,null,null,null,null,null,null,null,null,null,null,null,"",{"$f":"IF(LEFT(X9789)=\"<\",1,\"\")","v":""},{"$f":"IF(LEFT(X9789)=\"<\",0,IF(LEFT(X9789)=\"e\",IF(ISNUMBER(Z9789),Z9789,Y9789),X9789))","v":""},{"$f":"IF(U9789=0,IF(ISNUMBER(Z9789),Z9789/2,Y9789/2),U9789)","v":""},"","","","","","",{"$f":"IF(AB9789>=AA$2,IF(AB9789<=AB$2,S9789,\"\"),\"\")","v":""},{"$f":"IF(AB9789>=AA$2,IF(AB9789<=AB$2,T9789,\"\"),\"\")","v":""}]
[null,null,null,null,null,null,null,null,null,null,null,null,null,null,null,null,null,null,"","","","","","","","","","","",""]
[null,null,null,null,null,null,null,null,null,null,null,null,null,null,null,null,null,null,"","","","","","","","","","","",""]
[null,null,null,null,null,null,null,null,null,null,null,null,null,null,null,null,null,null,"","","","","","","","","","","",""]
[null,null,null,null,null,null,null,null,null,null,null,null,null,null,null,null,null,null,"","","","","","","","","","","",""]
[null,null,null,null,null,null,null,null,null,null,null,null,null,null,null,null,null,null,"","","","","","","","","","","",""]
[null,null,null,null,null,null,null,null,null,null,null,null,null,null,null,null,null,null,"","","","","","","","","","","",""]
[null,null,null,null,null,null,null,null,null,null,null,null,null,null,null,null,null,null,{"$f":"IF(ISBLANK(A9796),\"\",IFERROR(A9796+5-5,A9796))","v":""},"","","",{"$f":"IF(ISBLANK(J9796),\"\",J9796+0)","v":""},{"$f":"IF(ISBLANK(K9796),\"\",IFERROR(K9796+0,K9796))","v":""},{"$f":"IF(ISBLANK(L9796),\"\",VALUE(L9796))","v":""},{"$f":"IF(ISBLANK(M9796),\"\",VALUE(M9796))","v":""},{"$f":"IF(ISBLANK(G9796),\"\",G9796)","v":""},{"$f":"IF(ISNUMBER(W9796),MONTH(W9796)*100+DAY(J9796),\"\")","v":""},"",""]
[null,null,null,null,null,null,null,null,null,null,null,null,null,null,null,null,null,null,"","","","","","","","","","","",""]
[null,null,null,null,null,null,null,null,null,null,null,null,null,null,null,null,null,null,"","","","","","","","","","","",""]
[null,null,null,null,null,null,null,null,null,null,null,null,null,null,null,null,null,null,"","","","","","","","","","","",""]
[null,null,null,null,null,null,null,null,null,null,null,null,null,null,null,null,null,null,"","","","","","","","","","","",""]
[null,null,null,null,null,null,null,null,null,null,null,null,null,null,null,null,null,null,"","","","","","","","","","","",""]
[null,null,null,null,null,null,null,null,null,null,null,null,null,null,null,null,null,null,"","","","","","","","","","","",""]
[null,null,null,null,null,null,null,null,null,null,null,null,null,null,null,null,null,null,"","","","","","","","","","","",""]
[null,null,null,null,null,null,null,null,null,null,null,null,null,null,null,null,null,null,"","","","","","","","","","","",""]
[null,null,null,null,null,null,null,null,null,null,null,null,null,null,null,null,null,null,"","","","","","","","","","","",""]
[null,null,null,null,null,null,null,null,null,null,null,null,null,null,null,null,null,null,"","","","","","","","","","","",""]
[null,null,null,null,null,null,null,null,null,null,null,null,null,null,null,null,null,null,"","","","","","","","","","","",""]
[null,null,null,null,null,null,null,null,null,null,null,null,null,null,null,null,null,null,"","","","","","","","","","","",""]
[null,null,null,null,null,null,null,null,null,null,null,null,null,null,null,null,null,null,"","","","","","","","","","","",""]
[null,null,null,null,null,null,null,null,null,null,null,null,null,null,null,null,null,null,"","","","","","","","","","","",""]
[null,null,null,null,null,null,null,null,null,null,null,null,null,null,null,null,null,null,"","","","","","","","","","","",""]
[null,null,null,null,null,null,null,null,null,null,null,null,null,null,null,null,null,null,"","","","","","","","","","","",""]
[null,null,null,null,null,null,null,null,null,null,null,null,null,null,null,null,null,null,"","","","","","","","","","","",""]
[null,null,null,null,null,null,null,null,null,null,null,null,null,null,null,null,null,null,"","","","","","","","","","","",""]
[null,null,null,null,null,null,null,null,null,null,null,null,null,null,null,null,null,null,"","","","","","","","","","","",""]
[null,null,null,null,null,null,null,null,null,null,null,null,null,null,null,null,null,null,"","","","","","","","","","","",""]
[null,null,null,null,null,null,null,null,null,null,null,null,null,null,null,null,null,null,"","","","","","","","","","","",""]
[null,null,null,null,null,null,null,null,null,null,null,null,null,null,null,null,null,null,"","","","","","","","","","","",""]
[null,null,null,null,null,null,null,null,null,null,null,null,null,null,null,null,null,null,"","","","","","","","","","","",""]
[null,null,null,null,null,null,null,null,null,null,null,null,null,null,null,null,null,null,"","","","","","","","","","","",""]
[null,null,null,null,null,null,null,null,null,null,null,null,null,null,null,null,null,null,"","","","","","","","","","","",""]
[null,null,null,null,null,null,null,null,null,null,null,null,null,null,null,null,null,null,"","","","","","","","","","","",""]
[null,null,null,null,null,null,null,null,null,null,null,null,null,null,null,null,null,null,"","","","","","","","","","","",""]
[null,null,null,null,null,null,null,null,null,null,null,null,null,null,null,null,null,null,"","","","","","","","","","","",""]
[null,null,null,null,null,null,null,null,null,null,null,null,null,null,null,null,null,null,"","","","","","","","","","","",""]
[null,null,null,null,null,null,null,null,null,null,null,null,null,null,null,null,null,null,"","","","","","","","","","","",""]
[null,null,null,null,null,null,null,null,null,null,null,null,null,null,null,null,null,null,"","","","","","","","","","","",""]
[null,null,null,null,null,null,null,null,null,null,null,null,null,null,null,null,null,null,"","","","","","","","","","","",""]
[null,null,null,null,null,null,null,null,null,null,null,null,null,null,null,null,null,null,"","","","","","","","","","","",""]
[null,null,null,null,null,null,null,null,null,null,null,null,null,null,null,null,null,null,"","","","","","","","","","","",""]
[null,null,null,null,null,null,null,null,null,null,null,null,null,null,null,null,null,null,"","","","","","","","","","","",""]
[null,null,null,null,null,null,null,null,null,null,null,null,null,null,null,null,null,null,"","","","","","","","","","","",""]
[null,null,null,null,null,null,null,null,null,null,null,null,null,null,null,null,null,null,"","","","","","","","","","","",""]
[null,null,null,null,null,null,null,null,null,null,null,null,null,null,null,null,null,null,"","","","","","","","","","","",""]
[null,null,null,null,null,null,null,null,null,null,null,null,null,null,null,null,null,null,"","","","","","","","","","","",""]
[null,null,null,null,null,null,null,null,null,null,null,null,null,null,null,null,null,null,"","","","","","","","","","","",""]
[null,null,null,null,null,null,null,null,null,null,null,null,null,null,null,null,null,null,"","","","","","","","","","","",""]
[null,null,null,null,null,null,null,null,null,null,null,null,null,null,null,null,null,null,"","","","","","","","","","","",""]
[null,null,null,null,null,null,null,null,null,null,null,null,null,null,null,null,null,null,"","","","","","","","","","","",""]
[null,null,null,null,null,null,null,null,null,null,null,null,null,null,null,null,null,null,"","","","","","","","","","","",""]
[null,null,null,null,null,null,null,null,null,null,null,null,null,null,null,null,null,null,"","","","","","","","","","","",""]
[null,null,null,null,null,null,null,null,null,null,null,null,null,null,null,null,null,null,"","","","","","","","","","","",""]
[null,null,null,null,null,null,null,null,null,null,null,null,null,null,null,null,null,null,"","","","","","","","","","","",""]
[null,null,null,null,null,null,null,null,null,null,null,null,null,null,null,null,null,null,"","","","","","","","","","","",""]
[null,null,null,null,null,null,null,null,null,null,null,null,null,null,null,null,null,null,"","","","","","","","","","","",""]
[null,null,null,null,null,null,null,null,null,null,null,null,null,null,null,null,null,null,"","","","","","","","","","","",""]
[null,null,null,null,null,null,null,null,null,null,null,null,null,null,null,null,null,null,"","","","","","","","","","","",""]
[null,null,null,null,null,null,null,null,null,null,null,null,null,null,null,null,null,null,"","","","","","","","","","","",""]
[null,null,null,null,null,null,null,null,null,null,null,null,null,null,null,null,null,null,"","","","","","","","","","","",""]
[null,null,null,null,null,null,null,null,null,null,null,null,null,null,null,null,null,null,"","","","","","","","","","","",""]
[null,null,null,null,null,null,null,null,null,null,null,null,null,null,null,null,null,null,"","","","","","","","","","","",""]
[null,null,null,null,null,null,null,null,null,null,null,null,null,null,null,null,null,null,"","","","","","","","","","","",""]
[null,null,null,null,null,null,null,null,null,null,null,null,null,null,null,null,null,null,"",{"$f":"IF(LEFT(X9853)=\"<\",1,\"\")","v":""},{"$f":"IF(LEFT(X9853)=\"<\",0,IF(LEFT(X9853)=\"e\",IF(ISNUMBER(Z9853),Z9853,Y9853),X9853))","v":""},{"$f":"IF(U9853=0,IF(ISNUMBER(Z9853),Z9853/2,Y9853/2),U9853)","v":""},"","","","","","",{"$f":"IF(AB9853>=AA$2,IF(AB9853<=AB$2,S9853,\"\"),\"\")","v":""},{"$f":"IF(AB9853>=AA$2,IF(AB9853<=AB$2,T9853,\"\"),\"\")","v":""}]
[null,null,null,null,null,null,null,null,null,null,null,null,null,null,null,null,null,null,"","","","","","","","","","","",""]
[null,null,null,null,null,null,null,null,null,null,null,null,null,null,null,null,null,null,"","","","","","","","","","","",""]
[null,null,null,null,null,null,null,null,null,null,null,null,null,null,null,null,null,null,"","","","","","","","","","","",""]
[null,null,null,null,null,null,null,null,null,null,null,null,null,null,null,null,null,null,"","","","","","","","","","","",""]
[null,null,null,null,null,null,null,null,null,null,null,null,null,null,null,null,null,null,"","","","","","","","","","","",""]
[null,null,null,null,null,null,null,null,null,null,null,null,null,null,null,null,null,null,"","","","","","","","","","","",""]
[null,null,null,null,null,null,null,null,null,null,null,null,null,null,null,null,null,null,{"$f":"IF(ISBLANK(A9860),\"\",IFERROR(A9860+5-5,A9860))","v":""},"","","",{"$f":"IF(ISBLANK(J9860),\"\",J9860+0)","v":""},{"$f":"IF(ISBLANK(K9860),\"\",IFERROR(K9860+0,K9860))","v":""},{"$f":"IF(ISBLANK(L9860),\"\",VALUE(L9860))","v":""},{"$f":"IF(ISBLANK(M9860),\"\",VALUE(M9860))","v":""},{"$f":"IF(ISBLANK(G9860),\"\",G9860)","v":""},{"$f":"IF(ISNUMBER(W9860),MONTH(W9860)*100+DAY(J9860),\"\")","v":""},"",""]
[null,null,null,null,null,null,null,null,null,null,null,null,null,null,null,null,null,null,"","","","","","","","","","","",""]
[null,null,null,null,null,null,null,null,null,null,null,null,null,null,null,null,null,null,"","","","","","","","","","","",""]
[null,null,null,null,null,null,null,null,null,null,null,null,null,null,null,null,null,null,"","","","","","","","","","","",""]
[null,null,null,null,null,null,null,null,null,null,null,null,null,null,null,null,null,null,"","","","","","","","","","","",""]
[null,null,null,null,null,null,null,null,null,null,null,null,null,null,null,null,null,null,"","","","","","","","","","","",""]
[null,null,null,null,null,null,null,null,null,null,null,null,null,null,null,null,null,null,"","","","","","","","","","","",""]
[null,null,null,null,null,null,null,null,null,null,null,null,null,null,null,null,null,null,"","","","","","","","","","","",""]
[null,null,null,null,null,null,null,null,null,null,null,null,null,null,null,null,null,null,"","","","","","","","","","","",""]
[null,null,null,null,null,null,null,null,null,null,null,null,null,null,null,null,null,null,"","","","","","","","","","","",""]
[null,null,null,null,null,null,null,null,null,null,null,null,null,null,null,null,null,null,"","","","","","","","","","","",""]
[null,null,null,null,null,null,null,null,null,null,null,null,null,null,null,null,null,null,"","","","","","","","","","","",""]
[null,null,null,null,null,null,null,null,null,null,null,null,null,null,null,null,null,null,"","","","","","","","","","","",""]
[null,null,null,null,null,null,null,null,null,null,null,null,null,null,null,null,null,null,"","","","","","","","","","","",""]
[null,null,null,null,null,null,null,null,null,null,null,null,null,null,null,null,null,null,"","","","","","","","","","","",""]
[null,null,null,null,null,null,null,null,null,null,null,null,null,null,null,null,null,null,"","","","","","","","","","","",""]
[null,null,null,null,null,null,null,null,null,null,null,null,null,null,null,null,null,null,"","","","","","","","","","","",""]
[null,null,null,null,null,null,null,null,null,null,null,null,null,null,null,null,null,null,"","","","","","","","","","","",""]
[null,null,null,null,null,null,null,null,null,null,null,null,null,null,null,null,null,null,"","","","","","","","","","","",""]
[null,null,null,null,null,null,null,null,null,null,null,null,null,null,null,null,null,null,"","","","","","","","","","","",""]
[null,null,null,null,null,null,null,null,null,null,null,null,null,null,null,null,null,null,"","","","","","","","","","","",""]
[null,null,null,null,null,null,null,null,null,null,null,null,null,null,null,null,null,null,"","","","","","","","","","","",""]
[null,null,null,null,null,null,null,null,null,null,null,null,null,null,null,null,null,null,"","","","","","","","","","","",""]
[null,null,null,null,null,null,null,null,null,null,null,null,null,null,null,null,null,null,"","","","","","","","","","","",""]
[null,null,null,null,null,null,null,null,null,null,null,null,null,null,null,null,null,null,"","","","","","","","","","","",""]
[null,null,null,null,null,null,null,null,null,null,null,null,null,null,null,null,null,null,"","","","","","","","","","","",""]
[null,null,null,null,null,null,null,null,null,null,null,null,null,null,null,null,null,null,"","","","","","","","","","","",""]
[null,null,null,null,null,null,null,null,null,null,null,null,null,null,null,null,null,null,"","","","","","","","","","","",""]
[null,null,null,null,null,null,null,null,null,null,null,null,null,null,null,null,null,null,"","","","","","","","","","","",""]
[null,null,null,null,null,null,null,null,null,null,null,null,null,null,null,null,null,null,"","","","","","","","","","","",""]
[null,null,null,null,null,null,null,null,null,null,null,null,null,null,null,null,null,null,"","","","","","","","","","","",""]
[null,null,null,null,null,null,null,null,null,null,null,null,null,null,null,null,null,null,"","","","","","","","","","","",""]
[null,null,null,null,null,null,null,null,null,null,null,null,null,null,null,null,null,null,"","","","","","","","","","","",""]
[null,null,null,null,null,null,null,null,null,null,null,null,null,null,null,null,null,null,"","","","","","","","","","","",""]
[null,null,null,null,null,null,null,null,null,null,null,null,null,null,null,null,null,null,"","","","","","","","","","","",""]
[null,null,null,null,null,null,null,null,null,null,null,null,null,null,null,null,null,null,"","","","","","","","","","","",""]
[null,null,null,null,null,null,null,null,null,null,null,null,null,null,null,null,null,null,"","","","","","","","","","","",""]
[null,null,null,null,null,null,null,null,null,null,null,null,null,null,null,null,null,null,"","","","","","","","","","","",""]
[null,null,null,null,null,null,null,null,null,null,null,null,null,null,null,null,null,null,"","","","","","","","","","","",""]
[null,null,null,null,null,null,null,null,null,null,null,null,null,null,null,null,null,null,"","","","","","","","","","","",""]
[null,null,null,null,null,null,null,null,null,null,null,null,null,null,null,null,null,null,"","","","","","","","","","","",""]
[null,null,null,null,null,null,null,null,null,null,null,null,null,null,null,null,null,null,"","","","","","","","","","","",""]
[null,null,null,null,null,null,null,null,null,null,null,null,null,null,null,null,null,null,"","","","","","","","","","","",""]
[null,null,null,null,null,null,null,null,null,null,null,null,null,null,null,null,null,null,"","","","","","","","","","","",""]
[null,null,null,null,null,null,null,null,null,null,null,null,null,null,null,null,null,null,"","","","","","","","","","","",""]
[null,null,null,null,null,null,null,null,null,null,null,null,null,null,null,null,null,null,"","","","","","","","","","","",""]
[null,null,null,null,null,null,null,null,null,null,null,null,null,null,null,null,null,null,"","","","","","","","","","","",""]
[null,null,null,null,null,null,null,null,null,null,null,null,null,null,null,null,null,null,"","","","","","","","","","","",""]
[null,null,null,null,null,null,null,null,null,null,null,null,null,null,null,null,null,null,"","","","","","","","","","","",""]
[null,null,null,null,null,null,null,null,null,null,null,null,null,null,null,null,null,null,"","","","","","","","","","","",""]
[null,null,null,null,null,null,null,null,null,null,null,null,null,null,null,null,null,null,"","","","","","","","","","","",""]
[null,null,null,null,null,null,null,null,null,null,null,null,null,null,null,null,null,null,"","","","","","","","","","","",""]
[null,null,null,null,null,null,null,null,null,null,null,null,null,null,null,null,null,null,"","","","","","","","","","","",""]
[null,null,null,null,null,null,null,null,null,null,null,null,null,null,null,null,null,null,"","","","","","","","","","","",""]
[null,null,null,null,null,null,null,null,null,null,null,null,null,null,null,null,null,null,"","","","","","","","","","","",""]
[null,null,null,null,null,null,null,null,null,null,null,null,null,null,null,null,null,null,"","","","","","","","","","","",""]
[null,null,null,null,null,null,null,null,null,null,null,null,null,null,null,null,null,null,"","","","","","","","","","","",""]
[null,null,null,null,null,null,null,null,null,null,null,null,null,null,null,null,null,null,"",{"$f":"IF(LEFT(X9917)=\"<\",1,\"\")","v":""},{"$f":"IF(LEFT(X9917)=\"<\",0,IF(LEFT(X9917)=\"e\",IF(ISNUMBER(Z9917),Z9917,Y9917),X9917))","v":""},{"$f":"IF(U9917=0,IF(ISNUMBER(Z9917),Z9917/2,Y9917/2),U9917)","v":""},"","","","","","",{"$f":"IF(AB9917>=AA$2,IF(AB9917<=AB$2,S9917,\"\"),\"\")","v":""},{"$f":"IF(AB9917>=AA$2,IF(AB9917<=AB$2,T9917,\"\"),\"\")","v":""}]
[null,null,null,null,null,null,null,null,null,null,null,null,null,null,null,null,null,null,"","","","","","","","","","","",""]
[null,null,null,null,null,null,null,null,null,null,null,null,null,null,null,null,null,null,"","","","","","","","","","","",""]
[null,null,null,null,null,null,null,null,null,null,null,null,null,null,null,null,null,null,"","","","","","","","","","","",""]
[null,null,null,null,null,null,null,null,null,null,null,null,null,null,null,null,null,null,"","","","","","","","","","","",""]
[null,null,null,null,null,null,null,null,null,null,null,null,null,null,null,null,null,null,"","","","","","","","","","","",""]
[null,null,null,null,null,null,null,null,null,null,null,null,null,null,null,null,null,null,"","","","","","","","","","","",""]
[null,null,null,null,null,null,null,null,null,null,null,null,null,null,null,null,null,null,{"$f":"IF(ISBLANK(A9924),\"\",IFERROR(A9924+5-5,A9924))","v":""},"","","",{"$f":"IF(ISBLANK(J9924),\"\",J9924+0)","v":""},{"$f":"IF(ISBLANK(K9924),\"\",IFERROR(K9924+0,K9924))","v":""},{"$f":"IF(ISBLANK(L9924),\"\",VALUE(L9924))","v":""},{"$f":"IF(ISBLANK(M9924),\"\",VALUE(M9924))","v":""},{"$f":"IF(ISBLANK(G9924),\"\",G9924)","v":""},{"$f":"IF(ISNUMBER(W9924),MONTH(W9924)*100+DAY(J9924),\"\")","v":""},"",""]
[null,null,null,null,null,null,null,null,null,null,null,null,null,null,null,null,null,null,"","","","","","","","","","","",""]
[null,null,null,null,null,null,null,null,null,null,null,null,null,null,null,null,null,null,"","","","","","","","","","","",""]
[null,null,null,null,null,null,null,null,null,null,null,null,null,null,null,null,null,null,"","","","","","","","","","","",""]
[null,null,null,null,null,null,null,null,null,null,null,null,null,null,null,null,null,null,"","","","","","","","","","","",""]
[null,null,null,null,null,null,null,null,null,null,null,null,null,null,null,null,null,null,"","","","","","","","","","","",""]
[null,null,null,null,null,null,null,null,null,null,null,null,null,null,null,null,null,null,"","","","","","","","","","","",""]
[null,null,null,null,null,null,null,null,null,null,null,null,null,null,null,null,null,null,"","","","","","","","","","","",""]
[null,null,null,null,null,null,null,null,null,null,null,null,null,null,null,null,null,null,"","","","","","","","","","","",""]
[null,null,null,null,null,null,null,null,null,null,null,null,null,null,null,null,null,null,"","","","","","","","","","","",""]
[null,null,null,null,null,null,null,null,null,null,null,null,null,null,null,null,null,null,"","","","","","","","","","","",""]
[null,null,null,null,null,null,null,null,null,null,null,null,null,null,null,null,null,null,"","","","","","","","","","","",""]
[null,null,null,null,null,null,null,null,null,null,null,null,null,null,null,null,null,null,"","","","","","","","","","","",""]
[null,null,null,null,null,null,null,null,null,null,null,null,null,null,null,null,null,null,"","","","","","","","","","","",""]
[null,null,null,null,null,null,null,null,null,null,null,null,null,null,null,null,null,null,"","","","","","","","","","","",""]
[null,null,null,null,null,null,null,null,null,null,null,null,null,null,null,null,null,null,"","","","","","","","","","","",""]
[null,null,null,null,null,null,null,null,null,null,null,null,null,null,null,null,null,null,"","","","","","","","","","","",""]
[null,null,null,null,null,null,null,null,null,null,null,null,null,null,null,null,null,null,"","","","","","","","","","","",""]
[null,null,null,null,null,null,null,null,null,null,null,null,null,null,null,null,null,null,"","","","","","","","","","","",""]
[null,null,null,null,null,null,null,null,null,null,null,null,null,null,null,null,null,null,"","","","","","","","","","","",""]
[null,null,null,null,null,null,null,null,null,null,null,null,null,null,null,null,null,null,"","","","","","","","","","","",""]
[null,null,null,null,null,null,null,null,null,null,null,null,null,null,null,null,null,null,"","","","","","","","","","","",""]
[null,null,null,null,null,null,null,null,null,null,null,null,null,null,null,null,null,null,"","","","","","","","","","","",""]
[null,null,null,null,null,null,null,null,null,null,null,null,null,null,null,null,null,null,"","","","","","","","","","","",""]
[null,null,null,null,null,null,null,null,null,null,null,null,null,null,null,null,null,null,"","","","","","","","","","","",""]
[null,null,null,null,null,null,null,null,null,null,null,null,null,null,null,null,null,null,"","","","","","","","","","","",""]
[null,null,null,null,null,null,null,null,null,null,null,null,null,null,null,null,null,null,"","","","","","","","","","","",""]
[null,null,null,null,null,null,null,null,null,null,null,null,null,null,null,null,null,null,"","","","","","","","","","","",""]
[null,null,null,null,null,null,null,null,null,null,null,null,null,null,null,null,null,null,"","","","","","","","","","","",""]
[null,null,null,null,null,null,null,null,null,null,null,null,null,null,null,null,null,null,"","","","","","","","","","","",""]
[null,null,null,null,null,null,null,null,null,null,null,null,null,null,null,null,null,null,"","","","","","","","","","","",""]
[null,null,null,null,null,null,null,null,null,null,null,null,null,null,null,null,null,null,"","","","","","","","","","","",""]
[null,null,null,null,null,null,null,null,null,null,null,null,null,null,null,null,null,null,"","","","","","","","","","","",""]
[null,null,null,null,null,null,null,null,null,null,null,null,null,null,null,null,null,null,"","","","","","","","","","","",""]
[null,null,null,null,null,null,null,null,null,null,null,null,null,null,null,null,null,null,"","","","","","","","","","","",""]
[null,null,null,null,null,null,null,null,null,null,null,null,null,null,null,null,null,null,"","","","","","","","","","","",""]
[null,null,null,null,null,null,null,null,null,null,null,null,null,null,null,null,null,null,"","","","","","","","","","","",""]
[null,null,null,null,null,null,null,null,null,null,null,null,null,null,null,null,null,null,"","","","","","","","","","","",""]
[null,null,null,null,null,null,null,null,null,null,null,null,null,null,null,null,null,null,"","","","","","","","","","","",""]
[null,null,null,null,null,null,null,null,null,null,null,null,null,null,null,null,null,null,"","","","","","","","","","","",""]
[null,null,null,null,null,null,null,null,null,null,null,null,null,null,null,null,null,null,"","","","","","","","","","","",""]
[null,null,null,null,null,null,null,null,null,null,null,null,null,null,null,null,null,null,"","","","","","","","","","","",""]
[null,null,null,null,null,null,null,null,null,null,null,null,null,null,null,null,null,null,"","","","","","","","","","","",""]
[null,null,null,null,null,null,null,null,null,null,null,null,null,null,null,null,null,null,"","","","","","","","","","","",""]
[null,null,null,null,null,null,null,null,null,null,null,null,null,null,null,null,null,null,"","","","","","","","","","","",""]
[null,null,null,null,null,null,null,null,null,null,null,null,null,null,null,null,null,null,"","","","","","","","","","","",""]
[null,null,null,null,null,null,null,null,null,null,null,null,null,null,null,null,null,null,"","","","","","","","","","","",""]
[null,null,null,null,null,null,null,null,null,null,null,null,null,null,null,null,null,null,"","","","","","","","","","","",""]
[null,null,null,null,null,null,null,null,null,null,null,null,null,null,null,null,null,null,"","","","","","","","","","","",""]
[null,null,null,null,null,null,null,null,null,null,null,null,null,null,null,null,null,null,"","","","","","","","","","","",""]
[null,null,null,null,null,null,null,null,null,null,null,null,null,null,null,null,null,null,"","","","","","","","","","","",""]
[null,null,null,null,null,null,null,null,null,null,null,null,null,null,null,null,null,null,"","","","","","","","","","","",""]
[null,null,null,null,null,null,null,null,null,null,null,null,null,null,null,null,null,null,"","","","","","","","","","","",""]
[null,null,null,null,null,null,null,null,null,null,null,null,null,null,null,null,null,null,"","","","","","","","","","","",""]
[null,null,null,null,null,null,null,null,null,null,null,null,null,null,null,null,null,null,"","","","","","","","","","","",""]
[null,null,null,null,null,null,null,null,null,null,null,null,null,null,null,null,null,null,"","","","","","","","","","","",""]
[null,null,null,null,null,null,null,null,null,null,null,null,null,null,null,null,null,null,"","","","","","","","","","","",""]
[null,null,null,null,null,null,null,null,null,null,null,null,null,null,null,null,null,null,"",{"$f":"IF(LEFT(X9981)=\"<\",1,\"\")","v":""},{"$f":"IF(LEFT(X9981)=\"<\",0,IF(LEFT(X9981)=\"e\",IF(ISNUMBER(Z9981),Z9981,Y9981),X9981))","v":""},{"$f":"IF(U9981=0,IF(ISNUMBER(Z9981),Z9981/2,Y9981/2),U9981)","v":""},"","","","","","",{"$f":"IF(AB9981>=AA$2,IF(AB9981<=AB$2,S9981,\"\"),\"\")","v":""},{"$f":"IF(AB9981>=AA$2,IF(AB9981<=AB$2,T9981,\"\"),\"\")","v":""}]
[null,null,null,null,null,null,null,null,null,null,null,null,null,null,null,null,null,null,"","","","","","","","","","","",""]
[null,null,null,null,null,null,null,null,null,null,null,null,null,null,null,null,null,null,"","","","","","","","","","","",""]
[null,null,null,null,null,null,null,null,null,null,null,null,null,null,null,null,null,null,"","","","","","","","","","","",""]
[null,null,null,null,null,null,null,null,null,null,null,null,null,null,null,null,null,null,"","","","","","","","","","","",""]
[null,null,null,null,null,null,null,null,null,null,null,null,null,null,null,null,null,null,"","","","","","","","","","","",""]
[null,null,null,null,null,null,null,null,null,null,null,null,null,null,null,null,null,null,"","","","","","","","","","","",""]
[null,null,null,null,null,null,null,null,null,null,null,null,null,null,null,null,null,null,{"$f":"IF(ISBLANK(A9988),\"\",IFERROR(A9988+5-5,A9988))","v":""},"","","",{"$f":"IF(ISBLANK(J9988),\"\",J9988+0)","v":""},{"$f":"IF(ISBLANK(K9988),\"\",IFERROR(K9988+0,K9988))","v":""},{"$f":"IF(ISBLANK(L9988),\"\",VALUE(L9988))","v":""},{"$f":"IF(ISBLANK(M9988),\"\",VALUE(M9988))","v":""},{"$f":"IF(ISBLANK(G9988),\"\",G9988)","v":""},{"$f":"IF(ISNUMBER(W9988),MONTH(W9988)*100+DAY(J9988),\"\")","v":""},"",""]
[null,null,null,null,null,null,null,null,null,null,null,null,null,null,null,null,null,null,"","","","","","","","","","","",""]
[null,null,null,null,null,null,null,null,null,null,null,null,null,null,null,null,null,null,"","","","","","","","","","","",""]
[null,null,null,null,null,null,null,null,null,null,null,null,null,null,null,null,null,null,"","","","","","","","","","","",""]
[null,null,null,null,null,null,null,null,null,null,null,null,null,null,null,null,null,null,"","","","","","","","","","","",""]
[null,null,null,null,null,null,null,null,null,null,null,null,null,null,null,null,null,null,"","","","","","","","","","","",""]
[null,null,null,null,null,null,null,null,null,null,null,null,null,null,null,null,null,null,"","","","","","","","","","","",""]
[null,null,null,null,null,null,null,null,null,null,null,null,null,null,null,null,null,null,"","","","","","","","","","","",""]
[null,null,null,null,null,null,null,null,null,null,null,null,null,null,null,null,null,null,"","","","","","","","","","","",""]
[null,null,null,null,null,null,null,null,null,null,null,null,null,null,null,null,null,null,"","","","","","","","","","","",""]
[null,null,null,null,null,null,null,null,null,null,null,null,null,null,null,null,null,null,"","","","","","","","","","","",""]
[null,null,null,null,null,null,null,null,null,null,null,null,null,null,null,null,null,null,"","","","","","","","","","","",""]
[null,null,null,null,null,null,null,null,null,null,null,null,null,null,null,null,null,null,"","","","","","","","","","","",""]
["DATA ON OR BELOW THIS LINE WILL BE IGNORED.",null,null,null,null,null,null,"DATA ON OR BELOW THIS LINE WILL BE IGNORED.",null,null,null,null,null,null,null,null,"DATA ON OR BELOW THIS LINE WILL BE IGNORED.",null,null,null,null,null,null,null,"DATA ON OR BELOW THIS LINE WILL BE IGNORED.",null,null,null,null,null,null,null,"DATA ON OR BELOW THIS LINE WILL BE IGNORED."]

{"sheet":"2. Summary Eff Data","index":2,"n_rows":197,"n_cols":21,"rows_kept":197,"cut":false,"hidden":false,"merged":[[0,0,1,3],[3,6,4,6],[18,0,19,0],[18,3,19,3],[2,2,2,3],[3,2,6,3],[18,20,19,20],[2,14,5,18],[3,19,4,19],[3,20,4,20],[17,11,17,12],[18,19,19,19],[17,14,17,19],[18,14,19,14],[18,15,19,15],[18,16,19,16],[18,17,19,17],[18,18,19,18],[18,13,19,13]]}
["Summary of Effluent Data"]
[]
["Facility Name:",null,"Notes:",null,null,null,null,null,"Critical period as numbers:",null,null,null,null,null,"Critical period for hardness calculations:"]
["Permit Number:",null,null,null,null,null,null,null,{"$f":"MONTH(T4)*100+DAY(T4)","v":701},{"$f":"MONTH(U4)*100+DAY(U4)","v":930},null,null,null,null,null,null,null,null,null,"2020-07-01","2020-09-30"]
["Prepared By: "]
["Outfall Number:"]
["Preparation Date:"]
[]
[]
[]
[]
[]
[]
[]
[]
[]
[]
[null,null,null,null,null,null,null,null,null,null,null,null,null,null,"Summary Statistics"]
["Pollutant Parameter","CAS Number","Quantitation Limit","Comments",null,null,null,null,null,null,null,null,null,"# ND","# detects","# samples","max","geo-metric mean","avg","CV","stdev"]
[null,"(CAS)","(ug/l)"]
["Table 1  Effluent Parameters for all POTWs w/a Flow > 0.1 MGD"]
["Nitrates-Nitrite","NITR",{"$f":"IF(ISBLANK('Parameter Information'!H22),\"--\",'Parameter Information'!H22)","v":100},"--",null,null,null,null,null,null,null,null,null,{"$f":"IF(ISNUMBER(P22),SUMIF('1. Eff Raw Data'!S$4:S$10000,'2. Summary Eff Data'!B22,'1. Eff Raw Data'!T$4:T$10000),\"--\")","v":"--"},{"$f":"IF(ISNUMBER(P22),P22-N22,\"--\")","v":"--"},{"$f":"IF(COUNTIF('1. Eff Raw Data'!S$4:S$10000,'2. Summary Eff Data'!B22)=0,\"--\",COUNTIF('1. Eff Raw Data'!S$4:S$10000,'2. Summary Eff Data'!B22))","v":"--"},{"$f":"IF(ISNUMBER(P22),IF(O22=0,0,MAX(IF('1. Eff Raw Data'!$S$4:S$10000='2. Summary Eff Data'!B22,'1. Eff Raw Data'!$U$4:$U$10000))),\"--\")","v":"--"},{"$f":"IF(O22=0,0,IFERROR(GEOMEAN(IF('1. Eff Raw Data'!$S$4:S$10000='2. Summary Eff Data'!B22,'1. Eff Raw Data'!$V$4:$V$10000)),\"--\"))","v":"--"},{"$f":"IF(ISNUMBER(P22),IF(O22=0,0,AVERAGE(IF('1. Eff Raw Data'!$S$4:S$10000='2. Summary Eff Data'!B22,'1. Eff Raw Data'!$U$4:$U$10000))),\"--\")","v":"--"},{"$f":"IF(ISNUMBER(P22),IF(O22=0,0,IF(P22<10,0.6,U22/S22)),\"--\")","v":"--"},{"$f":"IF(ISNUMBER(P22),IF(O22=0,0,STDEV(IF('1. Eff Raw Data'!$S$4:S$10000='2. Summary Eff Data'!B22,'1. Eff Raw Data'!$U$4:$U$10000))),\"--\")","v":"--"}]
["Table 2  Effluent Parameters for Selected POTWs"]
["Hardness (Total as CaCO3)","HARDNESS",{"$f":"IF(ISBLANK('Parameter Information'!H24),\"--\",'Parameter Information'!H24)","v":"--"},"Req. for freshwater metals criteria",null,null,null,null,null,null,null,null,null,{"$f":"IF(ISNUMBER(P24),SUMIF('1. Eff Raw Data'!S$4:S$10000,'2. Summary Eff Data'!B24,'1. Eff Raw Data'!AD$4:AD$10000),\"--\")","v":"--"},{"$f":"IF(ISNUMBER(P24),P24-N24,\"--\")","v":"--"},{"$f":"IF(COUNTIF('1. Eff Raw Data'!AC$4:AC$10000,'2. Summary Eff Data'!B24)=0,\"--\",COUNTIF('1. Eff Raw Data'!AC$4:AC$10000,'2. Summary Eff Data'!B24))","v":"--"},{"$f":"IF(ISNUMBER(P24),IF(O24=0,0,MAX(IF('1. Eff Raw Data'!$S$4:S$10000='2. Summary Eff Data'!B24,'1. Eff Raw Data'!$AE$4:$AE$10000))),\"--\")","v":"--"},{"$f":"IF(O24=0,0,IFERROR(GEOMEAN(IF('1. Eff Raw Data'!$S$4:S$10000='2. Summary Eff Data'!B24,'1. Eff Raw Data'!$AE$4:$AE$10000)),\"--\"))","v":"--"},{"$f":"IF(ISNUMBER(P24),IF(O24=0,0,AVERAGE(IF('1. Eff Raw Data'!$S$4:S$10000='2. Summary Eff Data'!B24,'1. Eff Raw Data'!$AE$4:$AE$10000))),\"--\")","v":"--"},{"$f":"IF(ISNUMBER(P24),IF(O24=0,0,IF(P24<10,0.6,U24/S24)),\"--\")","v":"--"},{"$f":"IF(ISNUMBER(P24),IF(O24=0,0,STDEV(IF('1. Eff Raw Data'!$S$4:S$10000='2. Summary Eff Data'!B24,'1. Eff Raw Data'!$AE$4:$AE$10000))),\"--\")","v":"--"}]
["Table 2:  Metals (total recoverable), cyanide and total phenols"]
["Antimony (total recoverable)","7440360T",{"$f":"IF(ISBLANK('Parameter Information'!H26),\"--\",'Parameter Information'!H26)","v":0.5},"--",null,null,null,null,null,null,null,null,null,{"$f":"IF(ISNUMBER(P26),SUMIF('1. Eff Raw Data'!S$4:S$10000,'2. Summary Eff Data'!B26,'1. Eff Raw Data'!T$4:T$10000),\"--\")","v":"--"},{"$f":"IF(ISNUMBER(P26),P26-N26,\"--\")","v":"--"},{"$f":"IF(COUNTIF('1. Eff Raw Data'!S$4:S$10000,'2. Summary Eff Data'!B26)=0,\"--\",COUNTIF('1. Eff Raw Data'!S$4:S$10000,'2. Summary Eff Data'!B26))","v":"--"},{"$f":"IF(ISNUMBER(P26),IF(O26=0,0,MAX(IF('1. Eff Raw Data'!$S$4:S$10000='2. Summary Eff Data'!B26,'1. Eff Raw Data'!$U$4:$U$10000))),\"--\")","v":"--"},{"$f":"IF(O26=0,0,IFERROR(GEOMEAN(IF('1. Eff Raw Data'!$S$4:S$10000='2. Summary Eff Data'!B26,'1. Eff Raw Data'!$V$4:$V$10000)),\"--\"))","v":"--"},{"$f":"IFERROR(AVERAGE(IF('1. Eff Raw Data'!$S$4:S$10000='2. Summary Eff Data'!B26,'1. Eff Raw Data'!$U$4:$U$10000)),\"--\")","v":"--"},{"$f":"IF(ISNUMBER(P26),IF(O26=0,0,IF(P26<10,0.6,U26/S26)),\"--\")","v":"--"},{"$f":"IF(ISNUMBER(P26),IF(O26=0,0,STDEV(IF('1. Eff Raw Data'!$S$4:S$10000='2. Summary Eff Data'!B26,'1. Eff Raw Data'!$U$4:$U$10000))),\"--\")","v":"--"}]
["Arsenic (total recoverable)","7440382T",{"$f":"IF(ISBLANK('Parameter Information'!H27),\"--\",'Parameter Information'!H27)","v":0.5},"--",null,null,null,null,null,null,null,null,null,{"$f":"IF(ISNUMBER(P27),SUMIF('1. Eff Raw Data'!S$4:S$10000,'2. Summary Eff Data'!B27,'1. Eff Raw Data'!T$4:T$10000),\"--\")","v":"--"},{"$f":"IF(ISNUMBER(P27),P27-N27,\"--\")","v":"--"},{"$f":"IF(COUNTIF('1. Eff Raw Data'!S$4:S$10000,'2. Summary Eff Data'!B27)=0,\"--\",COUNTIF('1. Eff Raw Data'!S$4:S$10000,'2. Summary Eff Data'!B27))","v":"--"},{"$f":"IF(ISNUMBER(P27),IF(O27=0,0,MAX(IF('1. Eff Raw Data'!$S$4:S$10000='2. Summary Eff Data'!B27,'1. Eff Raw Data'!$U$4:$U$10000))),\"--\")","v":"--"},{"$f":"IF(O27=0,0,IFERROR(GEOMEAN(IF('1. Eff Raw Data'!$S$4:S$10000='2. Summary Eff Data'!B27,'1. Eff Raw Data'!$V$4:$V$10000)),\"--\"))","v":"--"},{"$f":"IFERROR(AVERAGE(IF('1. Eff Raw Data'!$S$4:S$10000='2. Summary Eff Data'!B27,'1. Eff Raw Data'!$U$4:$U$10000)),\"--\")","v":"--"},"--",{"$f":"IF(ISNUMBER(P27),IF(O27=0,0,STDEV(IF('1. Eff Raw Data'!$S$4:S$10000='2. Summary Eff Data'!B27,'1. Eff Raw Data'!$U$4:$U$10000))),\"--\")","v":"--"}]
["Arsenic (total Inorganic)","7440382I",{"$f":"IF(ISBLANK('Parameter Information'!H28),\"--\",'Parameter Information'!H28)","v":1},"--",null,null,null,null,null,null,null,null,null,{"$f":"IF(ISNUMBER(P28),SUMIF('1. Eff Raw Data'!S$4:S$10000,'2. Summary Eff Data'!B28,'1. Eff Raw Data'!T$4:T$10000),\"--\")","v":"--"},"--",{"$f":"IF(COUNTIF('1. Eff Raw Data'!S$4:S$10000,'2. Summary Eff Data'!B28)=0,\"--\",COUNTIF('1. Eff Raw Data'!S$4:S$10000,'2. Summary Eff Data'!B28))","v":"--"},{"$f":"IF(ISNUMBER(P28),IF(O28=0,0,MAX(IF('1. Eff Raw Data'!$S$4:S$10000='2. Summary Eff Data'!B28,'1. Eff Raw Data'!$U$4:$U$10000))),\"--\")","v":"--"},{"$f":"IF(O28=0,0,IFERROR(GEOMEAN(IF('1. Eff Raw Data'!$S$4:S$10000='2. Summary Eff Data'!B28,'1. Eff Raw Data'!$V$4:$V$10000)),\"--\"))","v":"--"},{"$f":"IFERROR(AVERAGE(IF('1. Eff Raw Data'!$S$4:S$10000='2. Summary Eff Data'!B28,'1. Eff Raw Data'!$U$4:$U$10000)),\"--\")","v":"--"},"--",{"$f":"IF(ISNUMBER(P28),IF(O28=0,0,STDEV(IF('1. Eff Raw Data'!$S$4:S$10000='2. Summary Eff Data'!B28,'1. Eff Raw Data'!$U$4:$U$10000))),\"--\")","v":"--"}]
["Arsenic (dissolved Inorganic)","7440382ID",{"$f":"IF(ISBLANK('Parameter Information'!H29),\"--\",'Parameter Information'!H29)","v":1},"--",null,null,null,null,null,null,null,null,null,{"$f":"IF(ISNUMBER(P29),SUMIF('1. Eff Raw Data'!S$4:S$10000,'2. Summary Eff Data'!B29,'1. Eff Raw Data'!T$4:T$10000),\"--\")","v":"--"},"--",{"$f":"IF(COUNTIF('1. Eff Raw Data'!S$4:S$10000,'2. Summary Eff Data'!B29)=0,\"--\",COUNTIF('1. Eff Raw Data'!S$4:S$10000,'2. Summary Eff Data'!B29))","v":"--"},{"$f":"IF(ISNUMBER(P29),IF(O29=0,0,MAX(IF('1. Eff Raw Data'!$S$4:S$10000='2. Summary Eff Data'!B29,'1. Eff Raw Data'!$U$4:$U$10000))),\"--\")","v":"--"},{"$f":"IF(O29=0,0,IFERROR(GEOMEAN(IF('1. Eff Raw Data'!$S$4:S$10000='2. Summary Eff Data'!B29,'1. Eff Raw Data'!$V$4:$V$10000)),\"--\"))","v":"--"},{"$f":"IFERROR(AVERAGE(IF('1. Eff Raw Data'!$S$4:S$10000='2. Summary Eff Data'!B29,'1. Eff Raw Data'!$U$4:$U$10000)),\"--\")","v":"--"},"--",{"$f":"IF(ISNUMBER(P29),IF(O29=0,0,STDEV(IF('1. Eff Raw Data'!$S$4:S$10000='2. Summary Eff Data'!B29,'1. Eff Raw Data'!$U$4:$U$10000))),\"--\")","v":"--"}]
["Beryllium (total recoverable)","7440417T",{"$f":"IF(ISBLANK('Parameter Information'!H30),\"--\",'Parameter Information'!H30)","v":0.5},"--",null,null,null,null,null,null,null,null,null,{"$f":"IF(ISNUMBER(P30),SUMIF('1. Eff Raw Data'!S$4:S$10000,'2. Summary Eff Data'!B30,'1. Eff Raw Data'!T$4:T$10000),\"--\")","v":"--"},"--",{"$f":"IF(COUNTIF('1. Eff Raw Data'!S$4:S$10000,'2. Summary Eff Data'!B30)=0,\"--\",COUNTIF('1. Eff Raw Data'!S$4:S$10000,'2. Summary Eff Data'!B30))","v":"--"},{"$f":"IF(ISNUMBER(P30),IF(O30=0,0,MAX(IF('1. Eff Raw Data'!$S$4:S$10000='2. Summary Eff Data'!B30,'1. Eff Raw Data'!$U$4:$U$10000))),\"--\")","v":"--"},{"$f":"IF(O30=0,0,IFERROR(GEOMEAN(IF('1. Eff Raw Data'!$S$4:S$10000='2. Summary Eff Data'!B30,'1. Eff Raw Data'!$V$4:$V$10000)),\"--\"))","v":"--"},{"$f":"IFERROR(AVERAGE(IF('1. Eff Raw Data'!$S$4:S$10000='2. Summary Eff Data'!B30,'1. Eff Raw Data'!$U$4:$U$10000)),\"--\")","v":"--"},"--",{"$f":"IF(ISNUMBER(P30),IF(O30=0,0,STDEV(IF('1. Eff Raw Data'!$S$4:S$10000='2. Summary Eff Data'!B30,'1. Eff Raw Data'!$U$4:$U$10000))),\"--\")","v":"--"}]
["Cadmium (total recoverable)","7440439T",{"$f":"IF(ISBLANK('Parameter Information'!H31),\"--\",'Parameter Information'!H31)","v":0.25},"--",null,null,null,null,null,null,null,null,null,{"$f":"IF(ISNUMBER(P31),SUMIF('1. Eff Raw Data'!S$4:S$10000,'2. Summary Eff Data'!B31,'1. Eff Raw Data'!T$4:T$10000),\"--\")","v":"--"},"--",{"$f":"IF(COUNTIF('1. Eff Raw Data'!S$4:S$10000,'2. Summary Eff Data'!B31)=0,\"--\",COUNTIF('1. Eff Raw Data'!S$4:S$10000,'2. Summary Eff Data'!B31))","v":"--"},{"$f":"IF(ISNUMBER(P31),IF(O31=0,0,MAX(IF('1. Eff Raw Data'!$S$4:S$10000='2. Summary Eff Data'!B31,'1. Eff Raw Data'!$U$4:$U$10000))),\"--\")","v":"--"},{"$f":"IF(O31=0,0,IFERROR(GEOMEAN(IF('1. Eff Raw Data'!$S$4:S$10000='2. Summary Eff Data'!B31,'1. Eff Raw Data'!$V$4:$V$10000)),\"--\"))","v":"--"},{"$f":"IFERROR(AVERAGE(IF('1. Eff Raw Data'!$S$4:S$10000='2. Summary Eff Data'!B31,'1. Eff Raw Data'!$U$4:$U$10000)),\"--\")","v":"--"},"--",{"$f":"IF(ISNUMBER(P31),IF(O31=0,0,STDEV(IF('1. Eff Raw Data'!$S$4:S$10000='2. Summary Eff Data'!B31,'1. Eff Raw Data'!$U$4:$U$10000))),\"--\")","v":"--"}]
["Cadmium (dissolved)","7440439D",{"$f":"IF(ISBLANK('Parameter Information'!H32),\"--\",'Parameter Information'!H32)","v":0.25},"--",null,null,null,null,null,null,null,null,null,{"$f":"IF(ISNUMBER(P32),SUMIF('1. Eff Raw Data'!S$4:S$10000,'2. Summary Eff Data'!B32,'1. Eff Raw Data'!T$4:T$10000),\"--\")","v":"--"},"--",{"$f":"IF(COUNTIF('1. Eff Raw Data'!S$4:S$10000,'2. Summary Eff Data'!B32)=0,\"--\",COUNTIF('1. Eff Raw Data'!S$4:S$10000,'2. Summary Eff Data'!B32))","v":"--"},{"$f":"IF(ISNUMBER(P32),IF(O32=0,0,MAX(IF('1. Eff Raw Data'!$S$4:S$10000='2. Summary Eff Data'!B32,'1. Eff Raw Data'!$U$4:$U$10000))),\"--\")","v":"--"},{"$f":"IF(O32=0,0,IFERROR(GEOMEAN(IF('1. Eff Raw Data'!$S$4:S$10000='2. Summary Eff Data'!B32,'1. Eff Raw Data'!$V$4:$V$10000)),\"--\"))","v":"--"},{"$f":"IFERROR(AVERAGE(IF('1. Eff Raw Data'!$S$4:S$10000='2. Summary Eff Data'!B32,'1. Eff Raw Data'!$U$4:$U$10000)),\"--\")","v":"--"},"--",{"$f":"IF(ISNUMBER(P32),IF(O32=0,0,STDEV(IF('1. Eff Raw Data'!$S$4:S$10000='2. Summary Eff Data'!B32,'1. Eff Raw Data'!$U$4:$U$10000))),\"--\")","v":"--"}]
["Chromium (total recoverable)","7440473T",{"$f":"IF(ISBLANK('Parameter Information'!H33),\"--\",'Parameter Information'!H33)","v":2},"--",null,null,null,null,null,null,null,null,null,{"$f":"IF(ISNUMBER(P33),SUMIF('1. Eff Raw Data'!S$4:S$10000,'2. Summary Eff Data'!B33,'1. Eff Raw Data'!T$4:T$10000),\"--\")","v":"--"},"--",{"$f":"IF(COUNTIF('1. Eff Raw Data'!S$4:S$10000,'2. Summary Eff Data'!B33)=0,\"--\",COUNTIF('1. Eff Raw Data'!S$4:S$10000,'2. Summary Eff Data'!B33))","v":"--"},{"$f":"IF(ISNUMBER(P33),IF(O33=0,0,MAX(IF('1. Eff Raw Data'!$S$4:S$10000='2. Summary Eff Data'!B33,'1. Eff Raw Data'!$U$4:$U$10000))),\"--\")","v":"--"},{"$f":"IF(O33=0,0,IFERROR(GEOMEAN(IF('1. Eff Raw Data'!$S$4:S$10000='2. Summary Eff Data'!B33,'1. Eff Raw Data'!$V$4:$V$10000)),\"--\"))","v":"--"},{"$f":"IFERROR(AVERAGE(IF('1. Eff Raw Data'!$S$4:S$10000='2. Summary Eff Data'!B33,'1. Eff Raw Data'!$U$4:$U$10000)),\"--\")","v":"--"},"--",{"$f":"IF(ISNUMBER(P33),IF(O33=0,0,STDEV(IF('1. Eff Raw Data'!$S$4:S$10000='2. Summary Eff Data'!B33,'1. Eff Raw Data'!$U$4:$U$10000))),\"--\")","v":"--"}]
["Chromium (dissolved)","7440473D",{"$f":"IF(ISBLANK('Parameter Information'!H34),\"--\",'Parameter Information'!H34)","v":2},"--",null,null,null,null,null,null,null,null,null,{"$f":"IF(ISNUMBER(P34),SUMIF('1. Eff Raw Data'!S$4:S$10000,'2. Summary Eff Data'!B34,'1. Eff Raw Data'!T$4:T$10000),\"--\")","v":"--"},"--",{"$f":"IF(COUNTIF('1. Eff Raw Data'!S$4:S$10000,'2. Summary Eff Data'!B34)=0,\"--\",COUNTIF('1. Eff Raw Data'!S$4:S$10000,'2. Summary Eff Data'!B34))","v":"--"},{"$f":"IF(ISNUMBER(P34),IF(O34=0,0,MAX(IF('1. Eff Raw Data'!$S$4:S$10000='2. Summary Eff Data'!B34,'1. Eff Raw Data'!$U$4:$U$10000))),\"--\")","v":"--"},{"$f":"IF(O34=0,0,IFERROR(GEOMEAN(IF('1. Eff Raw Data'!$S$4:S$10000='2. Summary Eff Data'!B34,'1. Eff Raw Data'!$V$4:$V$10000)),\"--\"))","v":"--"},{"$f":"IFERROR(AVERAGE(IF('1. Eff Raw Data'!$S$4:S$10000='2. Summary Eff Data'!B34,'1. Eff Raw Data'!$U$4:$U$10000)),\"--\")","v":"--"},"--",{"$f":"IF(ISNUMBER(P34),IF(O34=0,0,STDEV(IF('1. Eff Raw Data'!$S$4:S$10000='2. Summary Eff Data'!B34,'1. Eff Raw Data'!$U$4:$U$10000))),\"--\")","v":"--"}]
["Chromium III (dissolved)","16065831D",{"$f":"IF(ISBLANK('Parameter Information'!H35),\"--\",'Parameter Information'!H35)","v":10},"--",null,null,null,null,null,null,null,null,null,{"$f":"IF(ISNUMBER(P35),SUMIF('1. Eff Raw Data'!S$4:S$10000,'2. Summary Eff Data'!B35,'1. Eff Raw Data'!T$4:T$10000),\"--\")","v":"--"},"--",{"$f":"IF(COUNTIF('1. Eff Raw Data'!S$4:S$10000,'2. Summary Eff Data'!B35)=0,\"--\",COUNTIF('1. Eff Raw Data'!S$4:S$10000,'2. Summary Eff Data'!B35))","v":"--"},{"$f":"IF(ISNUMBER(P35),IF(O35=0,0,MAX(IF('1. Eff Raw Data'!$S$4:S$10000='2. Summary Eff Data'!B35,'1. Eff Raw Data'!$U$4:$U$10000))),\"--\")","v":"--"},{"$f":"IF(O35=0,0,IFERROR(GEOMEAN(IF('1. Eff Raw Data'!$S$4:S$10000='2. Summary Eff Data'!B35,'1. Eff Raw Data'!$V$4:$V$10000)),\"--\"))","v":"--"},{"$f":"IFERROR(AVERAGE(IF('1. Eff Raw Data'!$S$4:S$10000='2. Summary Eff Data'!B35,'1. Eff Raw Data'!$U$4:$U$10000)),\"--\")","v":"--"},"--",{"$f":"IF(ISNUMBER(P35),IF(O35=0,0,STDEV(IF('1. Eff Raw Data'!$S$4:S$10000='2. Summary Eff Data'!B35,'1. Eff Raw Data'!$U$4:$U$10000))),\"--\")","v":"--"}]
["Chromium VI (dissolved)","18540299D",{"$f":"IF(ISBLANK('Parameter Information'!H36),\"--\",'Parameter Information'!H36)","v":2},"--",null,null,null,null,null,null,null,null,null,{"$f":"IF(ISNUMBER(P36),SUMIF('1. Eff Raw Data'!S$4:S$10000,'2. Summary Eff Data'!B36,'1. Eff Raw Data'!T$4:T$10000),\"--\")","v":"--"},"--",{"$f":"IF(COUNTIF('1. Eff Raw Data'!S$4:S$10000,'2. Summary Eff Data'!B36)=0,\"--\",COUNTIF('1. Eff Raw Data'!S$4:S$10000,'2. Summary Eff Data'!B36))","v":"--"},{"$f":"IF(ISNUMBER(P36),IF(O36=0,0,MAX(IF('1. Eff Raw Data'!$S$4:S$10000='2. Summary Eff Data'!B36,'1. Eff Raw Data'!$U$4:$U$10000))),\"--\")","v":"--"},{"$f":"IF(O36=0,0,IFERROR(GEOMEAN(IF('1. Eff Raw Data'!$S$4:S$10000='2. Summary Eff Data'!B36,'1. Eff Raw Data'!$V$4:$V$10000)),\"--\"))","v":"--"},{"$f":"IFERROR(AVERAGE(IF('1. Eff Raw Data'!$S$4:S$10000='2. Summary Eff Data'!B36,'1. Eff Raw Data'!$U$4:$U$10000)),\"--\")","v":"--"},"--",{"$f":"IF(ISNUMBER(P36),IF(O36=0,0,STDEV(IF('1. Eff Raw Data'!$S$4:S$10000='2. Summary Eff Data'!B36,'1. Eff Raw Data'!$U$4:$U$10000))),\"--\")","v":"--"}]
["Copper (total recoverable)","7440508T",{"$f":"IF(ISBLANK('Parameter Information'!H37),\"--\",'Parameter Information'!H37)","v":2},"--",null,null,null,null,null,null,null,null,null,{"$f":"IF(ISNUMBER(P37),SUMIF('1. Eff Raw Data'!S$4:S$10000,'2. Summary Eff Data'!B37,'1. Eff Raw Data'!T$4:T$10000),\"--\")","v":"--"},"--",{"$f":"IF(COUNTIF('1. Eff Raw Data'!S$4:S$10000,'2. Summary Eff Data'!B37)=0,\"--\",COUNTIF('1. Eff Raw Data'!S$4:S$10000,'2. Summary Eff Data'!B37))","v":"--"},{"$f":"IF(ISNUMBER(P37),IF(O37=0,0,MAX(IF('1. Eff Raw Data'!$S$4:S$10000='2. Summary Eff Data'!B37,'1. Eff Raw Data'!$U$4:$U$10000))),\"--\")","v":"--"},{"$f":"IF(O37=0,0,IFERROR(GEOMEAN(IF('1. Eff Raw Data'!$S$4:S$10000='2. Summary Eff Data'!B37,'1. Eff Raw Data'!$V$4:$V$10000)),\"--\"))","v":"--"},{"$f":"IFERROR(AVERAGE(IF('1. Eff Raw Data'!$S$4:S$10000='2. Summary Eff Data'!B37,'1. Eff Raw Data'!$U$4:$U$10000)),\"--\")","v":"--"},"--",{"$f":"IF(ISNUMBER(P37),IF(O37=0,0,STDEV(IF('1. Eff Raw Data'!$S$4:S$10000='2. Summary Eff Data'!B37,'1. Eff Raw Data'!$U$4:$U$10000))),\"--\")","v":"--"}]
["Copper (dissolved)","7440508D",{"$f":"IF(ISBLANK('Parameter Information'!H38),\"--\",'Parameter Information'!H38)","v":2},"--",null,null,null,null,null,null,null,null,null,{"$f":"IF(ISNUMBER(P38),SUMIF('1. Eff Raw Data'!S$4:S$10000,'2. Summary Eff Data'!B38,'1. Eff Raw Data'!T$4:T$10000),\"--\")","v":"--"},"--",{"$f":"IF(COUNTIF('1. Eff Raw Data'!S$4:S$10000,'2. Summary Eff Data'!B38)=0,\"--\",COUNTIF('1. Eff Raw Data'!S$4:S$10000,'2. Summary Eff Data'!B38))","v":"--"},{"$f":"IF(ISNUMBER(P38),IF(O38=0,0,MAX(IF('1. Eff Raw Data'!$S$4:S$10000='2. Summary Eff Data'!B38,'1. Eff Raw Data'!$U$4:$U$10000))),\"--\")","v":"--"},{"$f":"IF(O38=0,0,IFERROR(GEOMEAN(IF('1. Eff Raw Data'!$S$4:S$10000='2. Summary Eff Data'!B38,'1. Eff Raw Data'!$V$4:$V$10000)),\"--\"))","v":"--"},{"$f":"IFERROR(AVERAGE(IF('1. Eff Raw Data'!$S$4:S$10000='2. Summary Eff Data'!B38,'1. Eff Raw Data'!$U$4:$U$10000)),\"--\")","v":"--"},"--",{"$f":"IF(ISNUMBER(P38),IF(O38=0,0,STDEV(IF('1. Eff Raw Data'!$S$4:S$10000='2. Summary Eff Data'!B38,'1. Eff Raw Data'!$U$4:$U$10000))),\"--\")","v":"--"}]
["Iron (total recoverable)","7439896T",{"$f":"IF(ISBLANK('Parameter Information'!H39),\"--\",'Parameter Information'!H39)","v":100},"--",null,null,null,null,null,null,null,null,null,{"$f":"IF(ISNUMBER(P39),SUMIF('1. Eff Raw Data'!S$4:S$10000,'2. Summary Eff Data'!B39,'1. Eff Raw Data'!T$4:T$10000),\"--\")","v":"--"},"--",{"$f":"IF(COUNTIF('1. Eff Raw Data'!S$4:S$10000,'2. Summary Eff Data'!B39)=0,\"--\",COUNTIF('1. Eff Raw Data'!S$4:S$10000,'2. Summary Eff Data'!B39))","v":"--"},{"$f":"IF(ISNUMBER(P39),IF(O39=0,0,MAX(IF('1. Eff Raw Data'!$S$4:S$10000='2. Summary Eff Data'!B39,'1. Eff Raw Data'!$U$4:$U$10000))),\"--\")","v":"--"},{"$f":"IF(O39=0,0,IFERROR(GEOMEAN(IF('1. Eff Raw Data'!$S$4:S$10000='2. Summary Eff Data'!B39,'1. Eff Raw Data'!$V$4:$V$10000)),\"--\"))","v":"--"},{"$f":"IFERROR(AVERAGE(IF('1. Eff Raw Data'!$S$4:S$10000='2. Summary Eff Data'!B39,'1. Eff Raw Data'!$U$4:$U$10000)),\"--\")","v":"--"},"--",{"$f":"IF(ISNUMBER(P39),IF(O39=0,0,STDEV(IF('1. Eff Raw Data'!$S$4:S$10000='2. Summary Eff Data'!B39,'1. Eff Raw Data'!$U$4:$U$10000))),\"--\")","v":"--"}]
["Lead (total recoverable)","7439921T",{"$f":"IF(ISBLANK('Parameter Information'!H40),\"--\",'Parameter Information'!H40)","v":1},"--",null,null,null,null,null,null,null,null,null,{"$f":"IF(ISNUMBER(P40),SUMIF('1. Eff Raw Data'!S$4:S$10000,'2. Summary Eff Data'!B40,'1. Eff Raw Data'!T$4:T$10000),\"--\")","v":"--"},"--",{"$f":"IF(COUNTIF('1. Eff Raw Data'!S$4:S$10000,'2. Summary Eff Data'!B40)=0,\"--\",COUNTIF('1. Eff Raw Data'!S$4:S$10000,'2. Summary Eff Data'!B40))","v":"--"},{"$f":"IF(ISNUMBER(P40),IF(O40=0,0,MAX(IF('1. Eff Raw Data'!$S$4:S$10000='2. Summary Eff Data'!B40,'1. Eff Raw Data'!$U$4:$U$10000))),\"--\")","v":"--"},{"$f":"IF(O40=0,0,IFERROR(GEOMEAN(IF('1. Eff Raw Data'!$S$4:S$10000='2. Summary Eff Data'!B40,'1. Eff Raw Data'!$V$4:$V$10000)),\"--\"))","v":"--"},{"$f":"IFERROR(AVERAGE(IF('1. Eff Raw Data'!$S$4:S$10000='2. Summary Eff Data'!B40,'1. Eff Raw Data'!$U$4:$U$10000)),\"--\")","v":"--"},"--",{"$f":"IF(ISNUMBER(P40),IF(O40=0,0,STDEV(IF('1. Eff Raw Data'!$S$4:S$10000='2. Summary Eff Data'!B40,'1. Eff Raw Data'!$U$4:$U$10000))),\"--\")","v":"--"}]
["Lead (dissolved)","7439921D",{"$f":"IF(ISBLANK('Parameter Information'!H41),\"--\",'Parameter Information'!H41)","v":1},"--",null,null,null,null,null,null,null,null,null,{"$f":"IF(ISNUMBER(P41),SUMIF('1. Eff Raw Data'!S$4:S$10000,'2. Summary Eff Data'!B41,'1. Eff Raw Data'!T$4:T$10000),\"--\")","v":"--"},"--",{"$f":"IF(COUNTIF('1. Eff Raw Data'!S$4:S$10000,'2. Summary Eff Data'!B41)=0,\"--\",COUNTIF('1. Eff Raw Data'!S$4:S$10000,'2. Summary Eff Data'!B41))","v":"--"},{"$f":"IF(ISNUMBER(P41),IF(O41=0,0,MAX(IF('1. Eff Raw Data'!$S$4:S$10000='2. Summary Eff Data'!B41,'1. Eff Raw Data'!$U$4:$U$10000))),\"--\")","v":"--"},{"$f":"IF(O41=0,0,IFERROR(GEOMEAN(IF('1. Eff Raw Data'!$S$4:S$10000='2. Summary Eff Data'!B41,'1. Eff Raw Data'!$V$4:$V$10000)),\"--\"))","v":"--"},{"$f":"IFERROR(AVERAGE(IF('1. Eff Raw Data'!$S$4:S$10000='2. Summary Eff Data'!B41,'1. Eff Raw Data'!$U$4:$U$10000)),\"--\")","v":"--"},"--",{"$f":"IF(ISNUMBER(P41),IF(O41=0,0,STDEV(IF('1. Eff Raw Data'!$S$4:S$10000='2. Summary Eff Data'!B41,'1. Eff Raw Data'!$U$4:$U$10000))),\"--\")","v":"--"}]
["Mercury (total)","7439976T",{"$f":"IF(ISBLANK('Parameter Information'!H42),\"--\",'Parameter Information'!H42)","v":1E-3},"--",null,null,null,null,null,null,null,null,null,{"$f":"IF(ISNUMBER(P42),SUMIF('1. Eff Raw Data'!S$4:S$10000,'2. Summary Eff Data'!B42,'1. Eff Raw Data'!T$4:T$10000),\"--\")","v":"--"},"--",{"$f":"IF(COUNTIF('1. Eff Raw Data'!S$4:S$10000,'2. Summary Eff Data'!B42)=0,\"--\",COUNTIF('1. Eff Raw Data'!S$4:S$10000,'2. Summary Eff Data'!B42))","v":"--"},{"$f":"IF(ISNUMBER(P42),IF(O42=0,0,MAX(IF('1. Eff Raw Data'!$S$4:S$10000='2. Summary Eff Data'!B42,'1. Eff Raw Data'!$U$4:$U$10000))),\"--\")","v":"--"},{"$f":"IF(O42=0,0,IFERROR(GEOMEAN(IF('1. Eff Raw Data'!$S$4:S$10000='2. Summary Eff Data'!B42,'1. Eff Raw Data'!$V$4:$V$10000)),\"--\"))","v":"--"},{"$f":"IFERROR(AVERAGE(IF('1. Eff Raw Data'!$S$4:S$10000='2. Summary Eff Data'!B42,'1. Eff Raw Data'!$U$4:$U$10000)),\"--\")","v":"--"},"--",{"$f":"IF(ISNUMBER(P42),IF(O42=0,0,STDEV(IF('1. Eff Raw Data'!$S$4:S$10000='2. Summary Eff Data'!B42,'1. Eff Raw Data'!$U$4:$U$10000))),\"--\")","v":"--"}]
["Methyl Mercury","22967926T",{"$f":"IF(ISBLANK('Parameter Information'!H43),\"--\",'Parameter Information'!H43)","v":2.0000000000000002E-5},"--",null,null,null,null,null,null,null,null,null,{"$f":"IF(ISNUMBER(P43),SUMIF('1. Eff Raw Data'!S$4:S$10000,'2. Summary Eff Data'!B43,'1. Eff Raw Data'!T$4:T$10000),\"--\")","v":"--"},"--",{"$f":"IF(COUNTIF('1. Eff Raw Data'!S$4:S$10000,'2. Summary Eff Data'!B43)=0,\"--\",COUNTIF('1. Eff Raw Data'!S$4:S$10000,'2. Summary Eff Data'!B43))","v":"--"},{"$f":"IF(ISNUMBER(P43),IF(O43=0,0,MAX(IF('1. Eff Raw Data'!$S$4:S$10000='2. Summary Eff Data'!B43,'1. Eff Raw Data'!$U$4:$U$10000))),\"--\")","v":"--"},{"$f":"IF(O43=0,0,IFERROR(GEOMEAN(IF('1. Eff Raw Data'!$S$4:S$10000='2. Summary Eff Data'!B43,'1. Eff Raw Data'!$V$4:$V$10000)),\"--\"))","v":"--"},{"$f":"IFERROR(AVERAGE(IF('1. Eff Raw Data'!$S$4:S$10000='2. Summary Eff Data'!B43,'1. Eff Raw Data'!$U$4:$U$10000)),\"--\")","v":"--"},"--",{"$f":"IF(ISNUMBER(P43),IF(O43=0,0,STDEV(IF('1. Eff Raw Data'!$S$4:S$10000='2. Summary Eff Data'!B43,'1. Eff Raw Data'!$U$4:$U$10000))),\"--\")","v":"--"}]
["Nickel (total recoverable)","7440020T",{"$f":"IF(ISBLANK('Parameter Information'!H44),\"--\",'Parameter Information'!H44)","v":10},"--",null,null,null,null,null,null,null,null,null,{"$f":"IF(ISNUMBER(P44),SUMIF('1. Eff Raw Data'!S$4:S$10000,'2. Summary Eff Data'!B44,'1. Eff Raw Data'!T$4:T$10000),\"--\")","v":"--"},"--",{"$f":"IF(COUNTIF('1. Eff Raw Data'!S$4:S$10000,'2. Summary Eff Data'!B44)=0,\"--\",COUNTIF('1. Eff Raw Data'!S$4:S$10000,'2. Summary Eff Data'!B44))","v":"--"},{"$f":"IF(ISNUMBER(P44),IF(O44=0,0,MAX(IF('1. Eff Raw Data'!$S$4:S$10000='2. Summary Eff Data'!B44,'1. Eff Raw Data'!$U$4:$U$10000))),\"--\")","v":"--"},{"$f":"IF(O44=0,0,IFERROR(GEOMEAN(IF('1. Eff Raw Data'!$S$4:S$10000='2. Summary Eff Data'!B44,'1. Eff Raw Data'!$V$4:$V$10000)),\"--\"))","v":"--"},{"$f":"IFERROR(AVERAGE(IF('1. Eff Raw Data'!$S$4:S$10000='2. Summary Eff Data'!B44,'1. Eff Raw Data'!$U$4:$U$10000)),\"--\")","v":"--"},"--",{"$f":"IF(ISNUMBER(P44),IF(O44=0,0,STDEV(IF('1. Eff Raw Data'!$S$4:S$10000='2. Summary Eff Data'!B44,'1. Eff Raw Data'!$U$4:$U$10000))),\"--\")","v":"--"}]
["Nickel (dissolved)","7440020D",{"$f":"IF(ISBLANK('Parameter Information'!H45),\"--\",'Parameter Information'!H45)","v":10},"--",null,null,null,null,null,null,null,null,null,{"$f":"IF(ISNUMBER(P45),SUMIF('1. Eff Raw Data'!S$4:S$10000,'2. Summary Eff Data'!B45,'1. Eff Raw Data'!T$4:T$10000),\"--\")","v":"--"},"--",{"$f":"IF(COUNTIF('1. Eff Raw Data'!S$4:S$10000,'2. Summary Eff Data'!B45)=0,\"--\",COUNTIF('1. Eff Raw Data'!S$4:S$10000,'2. Summary Eff Data'!B45))","v":"--"},{"$f":"IF(ISNUMBER(P45),IF(O45=0,0,MAX(IF('1. Eff Raw Data'!$S$4:S$10000='2. Summary Eff Data'!B45,'1. Eff Raw Data'!$U$4:$U$10000))),\"--\")","v":"--"},{"$f":"IF(O45=0,0,IFERROR(GEOMEAN(IF('1. Eff Raw Data'!$S$4:S$10000='2. Summary Eff Data'!B45,'1. Eff Raw Data'!$V$4:$V$10000)),\"--\"))","v":"--"},{"$f":"IFERROR(AVERAGE(IF('1. Eff Raw Data'!$S$4:S$10000='2. Summary Eff Data'!B45,'1. Eff Raw Data'!$U$4:$U$10000)),\"--\")","v":"--"},"--",{"$f":"IF(ISNUMBER(P45),IF(O45=0,0,STDEV(IF('1. Eff Raw Data'!$S$4:S$10000='2. Summary Eff Data'!B45,'1. Eff Raw Data'!$U$4:$U$10000))),\"--\")","v":"--"}]
["Selenium (total recoverable)","7782492T",{"$f":"IF(ISBLANK('Parameter Information'!H46),\"--\",'Parameter Information'!H46)","v":1},"--",null,null,null,null,null,null,null,null,null,{"$f":"IF(ISNUMBER(P46),SUMIF('1. Eff Raw Data'!S$4:S$10000,'2. Summary Eff Data'!B46,'1. Eff Raw Data'!T$4:T$10000),\"--\")","v":"--"},"--",{"$f":"IF(COUNTIF('1. Eff Raw Data'!S$4:S$10000,'2. Summary Eff Data'!B46)=0,\"--\",COUNTIF('1. Eff Raw Data'!S$4:S$10000,'2. Summary Eff Data'!B46))","v":"--"},{"$f":"IF(ISNUMBER(P46),IF(O46=0,0,MAX(IF('1. Eff Raw Data'!$S$4:S$10000='2. Summary Eff Data'!B46,'1. Eff Raw Data'!$U$4:$U$10000))),\"--\")","v":"--"},{"$f":"IF(O46=0,0,IFERROR(GEOMEAN(IF('1. Eff Raw Data'!$S$4:S$10000='2. Summary Eff Data'!B46,'1. Eff Raw Data'!$V$4:$V$10000)),\"--\"))","v":"--"},{"$f":"IFERROR(AVERAGE(IF('1. Eff Raw Data'!$S$4:S$10000='2. Summary Eff Data'!B46,'1. Eff Raw Data'!$U$4:$U$10000)),\"--\")","v":"--"},"--",{"$f":"IF(ISNUMBER(P46),IF(O46=0,0,STDEV(IF('1. Eff Raw Data'!$S$4:S$10000='2. Summary Eff Data'!B46,'1. Eff Raw Data'!$U$4:$U$10000))),\"--\")","v":"--"}]
["Selenium (dissolved)","7782492D",{"$f":"IF(ISBLANK('Parameter Information'!H47),\"--\",'Parameter Information'!H47)","v":1},"--",null,null,null,null,null,null,null,null,null,{"$f":"IF(ISNUMBER(P47),SUMIF('1. Eff Raw Data'!S$4:S$10000,'2. Summary Eff Data'!B47,'1. Eff Raw Data'!T$4:T$10000),\"--\")","v":"--"},"--",{"$f":"IF(COUNTIF('1. Eff Raw Data'!S$4:S$10000,'2. Summary Eff Data'!B47)=0,\"--\",COUNTIF('1. Eff Raw Data'!S$4:S$10000,'2. Summary Eff Data'!B47))","v":"--"},{"$f":"IF(ISNUMBER(P47),IF(O47=0,0,MAX(IF('1. Eff Raw Data'!$S$4:S$10000='2. Summary Eff Data'!B47,'1. Eff Raw Data'!$U$4:$U$10000))),\"--\")","v":"--"},{"$f":"IF(O47=0,0,IFERROR(GEOMEAN(IF('1. Eff Raw Data'!$S$4:S$10000='2. Summary Eff Data'!B47,'1. Eff Raw Data'!$V$4:$V$10000)),\"--\"))","v":"--"},{"$f":"IFERROR(AVERAGE(IF('1. Eff Raw Data'!$S$4:S$10000='2. Summary Eff Data'!B47,'1. Eff Raw Data'!$U$4:$U$10000)),\"--\")","v":"--"},"--",{"$f":"IF(ISNUMBER(P47),IF(O47=0,0,STDEV(IF('1. Eff Raw Data'!$S$4:S$10000='2. Summary Eff Data'!B47,'1. Eff Raw Data'!$U$4:$U$10000))),\"--\")","v":"--"}]
["Silver (total recoverable)","7440224T",{"$f":"IF(ISBLANK('Parameter Information'!H48),\"--\",'Parameter Information'!H48)","v":0.1},"--",null,null,null,null,null,null,null,null,null,{"$f":"IF(ISNUMBER(P48),SUMIF('1. Eff Raw Data'!S$4:S$10000,'2. Summary Eff Data'!B48,'1. Eff Raw Data'!T$4:T$10000),\"--\")","v":"--"},"--",{"$f":"IF(COUNTIF('1. Eff Raw Data'!S$4:S$10000,'2. Summary Eff Data'!B48)=0,\"--\",COUNTIF('1. Eff Raw Data'!S$4:S$10000,'2. Summary Eff Data'!B48))","v":"--"},{"$f":"IF(ISNUMBER(P48),IF(O48=0,0,MAX(IF('1. Eff Raw Data'!$S$4:S$10000='2. Summary Eff Data'!B48,'1. Eff Raw Data'!$U$4:$U$10000))),\"--\")","v":"--"},{"$f":"IF(O48=0,0,IFERROR(GEOMEAN(IF('1. Eff Raw Data'!$S$4:S$10000='2. Summary Eff Data'!B48,'1. Eff Raw Data'!$V$4:$V$10000)),\"--\"))","v":"--"},{"$f":"IFERROR(AVERAGE(IF('1. Eff Raw Data'!$S$4:S$10000='2. Summary Eff Data'!B48,'1. Eff Raw Data'!$U$4:$U$10000)),\"--\")","v":"--"},"--",{"$f":"IF(ISNUMBER(P48),IF(O48=0,0,STDEV(IF('1. Eff Raw Data'!$S$4:S$10000='2. Summary Eff Data'!B48,'1. Eff Raw Data'!$U$4:$U$10000))),\"--\")","v":"--"}]
["Silver (dissolved)","7440224D",{"$f":"IF(ISBLANK('Parameter Information'!H49),\"--\",'Parameter Information'!H49)","v":0.1},"--",null,null,null,null,null,null,null,null,null,{"$f":"IF(ISNUMBER(P49),SUMIF('1. Eff Raw Data'!S$4:S$10000,'2. Summary Eff Data'!B49,'1. Eff Raw Data'!T$4:T$10000),\"--\")","v":"--"},"--",{"$f":"IF(COUNTIF('1. Eff Raw Data'!S$4:S$10000,'2. Summary Eff Data'!B49)=0,\"--\",COUNTIF('1. Eff Raw Data'!S$4:S$10000,'2. Summary Eff Data'!B49))","v":"--"},{"$f":"IF(ISNUMBER(P49),IF(O49=0,0,MAX(IF('1. Eff Raw Data'!$S$4:S$10000='2. Summary Eff Data'!B49,'1. Eff Raw Data'!$U$4:$U$10000))),\"--\")","v":"--"},{"$f":"IF(O49=0,0,IFERROR(GEOMEAN(IF('1. Eff Raw Data'!$S$4:S$10000='2. Summary Eff Data'!B49,'1. Eff Raw Data'!$V$4:$V$10000)),\"--\"))","v":"--"},{"$f":"IFERROR(AVERAGE(IF('1. Eff Raw Data'!$S$4:S$10000='2. Summary Eff Data'!B49,'1. Eff Raw Data'!$U$4:$U$10000)),\"--\")","v":"--"},"--",{"$f":"IF(ISNUMBER(P49),IF(O49=0,0,STDEV(IF('1. Eff Raw Data'!$S$4:S$10000='2. Summary Eff Data'!B49,'1. Eff Raw Data'!$U$4:$U$10000))),\"--\")","v":"--"}]
["Thallium (total recoverable)","7440280T",{"$f":"IF(ISBLANK('Parameter Information'!H50),\"--\",'Parameter Information'!H50)","v":0.1},"--",null,null,null,null,null,null,null,null,null,{"$f":"IF(ISNUMBER(P50),SUMIF('1. Eff Raw Data'!S$4:S$10000,'2. Summary Eff Data'!B50,'1. Eff Raw Data'!T$4:T$10000),\"--\")","v":"--"},"--",{"$f":"IF(COUNTIF('1. Eff Raw Data'!S$4:S$10000,'2. Summary Eff Data'!B50)=0,\"--\",COUNTIF('1. Eff Raw Data'!S$4:S$10000,'2. Summary Eff Data'!B50))","v":"--"},{"$f":"IF(ISNUMBER(P50),IF(O50=0,0,MAX(IF('1. Eff Raw Data'!$S$4:S$10000='2. Summary Eff Data'!B50,'1. Eff Raw Data'!$U$4:$U$10000))),\"--\")","v":"--"},{"$f":"IF(O50=0,0,IFERROR(GEOMEAN(IF('1. Eff Raw Data'!$S$4:S$10000='2. Summary Eff Data'!B50,'1. Eff Raw Data'!$V$4:$V$10000)),\"--\"))","v":"--"},{"$f":"IFERROR(AVERAGE(IF('1. Eff Raw Data'!$S$4:S$10000='2. Summary Eff Data'!B50,'1. Eff Raw Data'!$U$4:$U$10000)),\"--\")","v":"--"},"--",{"$f":"IF(ISNUMBER(P50),IF(O50=0,0,STDEV(IF('1. Eff Raw Data'!$S$4:S$10000='2. Summary Eff Data'!B50,'1. Eff Raw Data'!$U$4:$U$10000))),\"--\")","v":"--"}]
["Zinc (total recoverable)","7440666T",{"$f":"IF(ISBLANK('Parameter Information'!H51),\"--\",'Parameter Information'!H51)","v":5},"--",null,null,null,null,null,null,null,null,null,{"$f":"IF(ISNUMBER(P51),SUMIF('1. Eff Raw Data'!S$4:S$10000,'2. Summary Eff Data'!B51,'1. Eff Raw Data'!T$4:T$10000),\"--\")","v":"--"},"--",{"$f":"IF(COUNTIF('1. Eff Raw Data'!S$4:S$10000,'2. Summary Eff Data'!B51)=0,\"--\",COUNTIF('1. Eff Raw Data'!S$4:S$10000,'2. Summary Eff Data'!B51))","v":"--"},{"$f":"IF(ISNUMBER(P51),IF(O51=0,0,MAX(IF('1. Eff Raw Data'!$S$4:S$10000='2. Summary Eff Data'!B51,'1. Eff Raw Data'!$U$4:$U$10000))),\"--\")","v":"--"},{"$f":"IF(O51=0,0,IFERROR(GEOMEAN(IF('1. Eff Raw Data'!$S$4:S$10000='2. Summary Eff Data'!B51,'1. Eff Raw Data'!$V$4:$V$10000)),\"--\"))","v":"--"},{"$f":"IFERROR(AVERAGE(IF('1. Eff Raw Data'!$S$4:S$10000='2. Summary Eff Data'!B51,'1. Eff Raw Data'!$U$4:$U$10000)),\"--\")","v":"--"},"--",{"$f":"IF(ISNUMBER(P51),IF(O51=0,0,STDEV(IF('1. Eff Raw Data'!$S$4:S$10000='2. Summary Eff Data'!B51,'1. Eff Raw Data'!$U$4:$U$10000))),\"--\")","v":"--"}]
["Zinc (dissolved)","7440666D",{"$f":"IF(ISBLANK('Parameter Information'!H52),\"--\",'Parameter Information'!H52)","v":5},"--",null,null,null,null,null,null,null,null,null,{"$f":"IF(ISNUMBER(P52),SUMIF('1. Eff Raw Data'!S$4:S$10000,'2. Summary Eff Data'!B52,'1. Eff Raw Data'!T$4:T$10000),\"--\")","v":"--"},"--",{"$f":"IF(COUNTIF('1. Eff Raw Data'!S$4:S$10000,'2. Summary Eff Data'!B52)=0,\"--\",COUNTIF('1. Eff Raw Data'!S$4:S$10000,'2. Summary Eff Data'!B52))","v":"--"},{"$f":"IF(ISNUMBER(P52),IF(O52=0,0,MAX(IF('1. Eff Raw Data'!$S$4:S$10000='2. Summary Eff Data'!B52,'1. Eff Raw Data'!$U$4:$U$10000))),\"--\")","v":"--"},{"$f":"IF(O52=0,0,IFERROR(GEOMEAN(IF('1. Eff Raw Data'!$S$4:S$10000='2. Summary Eff Data'!B52,'1. Eff Raw Data'!$V$4:$V$10000)),\"--\"))","v":"--"},{"$f":"IFERROR(AVERAGE(IF('1. Eff Raw Data'!$S$4:S$10000='2. Summary Eff Data'!B52,'1. Eff Raw Data'!$U$4:$U$10000)),\"--\")","v":"--"},"--",{"$f":"IF(ISNUMBER(P52),IF(O52=0,0,STDEV(IF('1. Eff Raw Data'!$S$4:S$10000='2. Summary Eff Data'!B52,'1. Eff Raw Data'!$U$4:$U$10000))),\"--\")","v":"--"}]
["Cyanide (total)","57125T",{"$f":"IF(ISBLANK('Parameter Information'!H53),\"--\",'Parameter Information'!H53)","v":5},"--",null,null,null,null,null,null,null,null,null,{"$f":"IF(ISNUMBER(P53),SUMIF('1. Eff Raw Data'!S$4:S$10000,'2. Summary Eff Data'!B53,'1. Eff Raw Data'!T$4:T$10000),\"--\")","v":"--"},"--",{"$f":"IF(COUNTIF('1. Eff Raw Data'!S$4:S$10000,'2. Summary Eff Data'!B53)=0,\"--\",COUNTIF('1. Eff Raw Data'!S$4:S$10000,'2. Summary Eff Data'!B53))","v":"--"},{"$f":"IF(ISNUMBER(P53),IF(O53=0,0,MAX(IF('1. Eff Raw Data'!$S$4:S$10000='2. Summary Eff Data'!B53,'1. Eff Raw Data'!$U$4:$U$10000))),\"--\")","v":"--"},{"$f":"IF(O53=0,0,IFERROR(GEOMEAN(IF('1. Eff Raw Data'!$S$4:S$10000='2. Summary Eff Data'!B53,'1. Eff Raw Data'!$V$4:$V$10000)),\"--\"))","v":"--"},{"$f":"IFERROR(AVERAGE(IF('1. Eff Raw Data'!$S$4:S$10000='2. Summary Eff Data'!B53,'1. Eff Raw Data'!$U$4:$U$10000)),\"--\")","v":"--"},"--",{"$f":"IF(ISNUMBER(P53),IF(O53=0,0,STDEV(IF('1. Eff Raw Data'!$S$4:S$10000='2. Summary Eff Data'!B53,'1. Eff Raw Data'!$U$4:$U$10000))),\"--\")","v":"--"}]
["Cyanide (free)","57125F",{"$f":"IF(ISBLANK('Parameter Information'!H54),\"--\",'Parameter Information'!H54)","v":7.2},"--",null,null,null,null,null,null,null,null,null,{"$f":"IF(ISNUMBER(P54),SUMIF('1. Eff Raw Data'!S$4:S$10000,'2. Summary Eff Data'!B54,'1. Eff Raw Data'!T$4:T$10000),\"--\")","v":"--"},"--",{"$f":"IF(COUNTIF('1. Eff Raw Data'!S$4:S$10000,'2. Summary Eff Data'!B54)=0,\"--\",COUNTIF('1. Eff Raw Data'!S$4:S$10000,'2. Summary Eff Data'!B54))","v":"--"},{"$f":"IF(ISNUMBER(P54),IF(O54=0,0,MAX(IF('1. Eff Raw Data'!$S$4:S$10000='2. Summary Eff Data'!B54,'1. Eff Raw Data'!$U$4:$U$10000))),\"--\")","v":"--"},{"$f":"IF(O54=0,0,IFERROR(GEOMEAN(IF('1. Eff Raw Data'!$S$4:S$10000='2. Summary Eff Data'!B54,'1. Eff Raw Data'!$V$4:$V$10000)),\"--\"))","v":"--"},{"$f":"IFERROR(AVERAGE(IF('1. Eff Raw Data'!$S$4:S$10000='2. Summary Eff Data'!B54,'1. Eff Raw Data'!$U$4:$U$10000)),\"--\")","v":"--"},"--",{"$f":"IF(ISNUMBER(P54),IF(O54=0,0,STDEV(IF('1. Eff Raw Data'!$S$4:S$10000='2. Summary Eff Data'!B54,'1. Eff Raw Data'!$U$4:$U$10000))),\"--\")","v":"--"}]
["Total phenolic compounds","--",{"$f":"IF(ISBLANK('Parameter Information'!H55),\"--\",'Parameter Information'!H55)","v":"--"},"--",null,null,null,null,null,null,null,null,null,{"$f":"IF(ISNUMBER(P55),SUMIF('1. Eff Raw Data'!S$4:S$10000,'2. Summary Eff Data'!B55,'1. Eff Raw Data'!T$4:T$10000),\"--\")","v":"--"},"--",{"$f":"IF(COUNTIF('1. Eff Raw Data'!S$4:S$10000,'2. Summary Eff Data'!B55)=0,\"--\",COUNTIF('1. Eff Raw Data'!S$4:S$10000,'2. Summary Eff Data'!B55))","v":"--"},{"$f":"IF(ISNUMBER(P55),IF(O55=0,0,MAX(IF('1. Eff Raw Data'!$S$4:S$10000='2. Summary Eff Data'!B55,'1. Eff Raw Data'!$U$4:$U$10000))),\"--\")","v":"--"},{"$f":"IF(O55=0,0,IFERROR(GEOMEAN(IF('1. Eff Raw Data'!$S$4:S$10000='2. Summary Eff Data'!B55,'1. Eff Raw Data'!$V$4:$V$10000)),\"--\"))","v":"--"},{"$f":"IFERROR(AVERAGE(IF('1. Eff Raw Data'!$S$4:S$10000='2. Summary Eff Data'!B55,'1. Eff Raw Data'!$U$4:$U$10000)),\"--\")","v":"--"},"--",{"$f":"IF(ISNUMBER(P55),IF(O55=0,0,STDEV(IF('1. Eff Raw Data'!$S$4:S$10000='2. Summary Eff Data'!B55,'1. Eff Raw Data'!$U$4:$U$10000))),\"--\")","v":"--"}]
["Table 2:  Volatile organic compounds"]
["Acrolein",107028,{"$f":"IF(ISBLANK('Parameter Information'!H57),\"--\",'Parameter Information'!H57)","v":5},"--",null,null,null,null,null,null,null,null,null,{"$f":"IF(ISNUMBER(P57),SUMIF('1. Eff Raw Data'!S$4:S$10000,'2. Summary Eff Data'!B57,'1. Eff Raw Data'!T$4:T$10000),\"--\")","v":"--"},"--",{"$f":"IF(COUNTIF('1. Eff Raw Data'!S$4:S$10000,'2. Summary Eff Data'!B57)=0,\"--\",COUNTIF('1. Eff Raw Data'!S$4:S$10000,'2. Summary Eff Data'!B57))","v":"--"},{"$f":"IF(ISNUMBER(P57),IF(O57=0,0,MAX(IF('1. Eff Raw Data'!$S$4:S$10000='2. Summary Eff Data'!B57,'1. Eff Raw Data'!$U$4:$U$10000))),\"--\")","v":"--"},{"$f":"IF(O57=0,0,IFERROR(GEOMEAN(IF('1. Eff Raw Data'!$S$4:S$10000='2. Summary Eff Data'!B57,'1. Eff Raw Data'!$V$4:$V$10000)),\"--\"))","v":"--"},{"$f":"IFERROR(AVERAGE(IF('1. Eff Raw Data'!$S$4:S$10000='2. Summary Eff Data'!B57,'1. Eff Raw Data'!$U$4:$U$10000)),\"--\")","v":"--"},"--",{"$f":"IF(ISNUMBER(P57),IF(O57=0,0,STDEV(IF('1. Eff Raw Data'!$S$4:S$10000='2. Summary Eff Data'!B57,'1. Eff Raw Data'!$U$4:$U$10000))),\"--\")","v":"--"}]
["Acrylonitrile",107131,{"$f":"IF(ISBLANK('Parameter Information'!H58),\"--\",'Parameter Information'!H58)","v":5},"--",null,null,null,null,null,null,null,null,null,{"$f":"IF(ISNUMBER(P58),SUMIF('1. Eff Raw Data'!S$4:S$10000,'2. Summary Eff Data'!B58,'1. Eff Raw Data'!T$4:T$10000),\"--\")","v":"--"},"--",{"$f":"IF(COUNTIF('1. Eff Raw Data'!S$4:S$10000,'2. Summary Eff Data'!B58)=0,\"--\",COUNTIF('1. Eff Raw Data'!S$4:S$10000,'2. Summary Eff Data'!B58))","v":"--"},{"$f":"IF(ISNUMBER(P58),IF(O58=0,0,MAX(IF('1. Eff Raw Data'!$S$4:S$10000='2. Summary Eff Data'!B58,'1. Eff Raw Data'!$U$4:$U$10000))),\"--\")","v":"--"},{"$f":"IF(O58=0,0,IFERROR(GEOMEAN(IF('1. Eff Raw Data'!$S$4:S$10000='2. Summary Eff Data'!B58,'1. Eff Raw Data'!$V$4:$V$10000)),\"--\"))","v":"--"},{"$f":"IFERROR(AVERAGE(IF('1. Eff Raw Data'!$S$4:S$10000='2. Summary Eff Data'!B58,'1. Eff Raw Data'!$U$4:$U$10000)),\"--\")","v":"--"},"--",{"$f":"IF(ISNUMBER(P58),IF(O58=0,0,STDEV(IF('1. Eff Raw Data'!$S$4:S$10000='2. Summary Eff Data'!B58,'1. Eff Raw Data'!$U$4:$U$10000))),\"--\")","v":"--"}]
["Benzene",71432,{"$f":"IF(ISBLANK('Parameter Information'!H59),\"--\",'Parameter Information'!H59)","v":0.5},"--",null,null,null,null,null,null,null,null,null,{"$f":"IF(ISNUMBER(P59),SUMIF('1. Eff Raw Data'!S$4:S$10000,'2. Summary Eff Data'!B59,'1. Eff Raw Data'!T$4:T$10000),\"--\")","v":"--"},"--",{"$f":"IF(COUNTIF('1. Eff Raw Data'!S$4:S$10000,'2. Summary Eff Data'!B59)=0,\"--\",COUNTIF('1. Eff Raw Data'!S$4:S$10000,'2. Summary Eff Data'!B59))","v":"--"},{"$f":"IF(ISNUMBER(P59),IF(O59=0,0,MAX(IF('1. Eff Raw Data'!$S$4:S$10000='2. Summary Eff Data'!B59,'1. Eff Raw Data'!$U$4:$U$10000))),\"--\")","v":"--"},{"$f":"IF(O59=0,0,IFERROR(GEOMEAN(IF('1. Eff Raw Data'!$S$4:S$10000='2. Summary Eff Data'!B59,'1. Eff Raw Data'!$V$4:$V$10000)),\"--\"))","v":"--"},{"$f":"IFERROR(AVERAGE(IF('1. Eff Raw Data'!$S$4:S$10000='2. Summary Eff Data'!B59,'1. Eff Raw Data'!$U$4:$U$10000)),\"--\")","v":"--"},"--",{"$f":"IF(ISNUMBER(P59),IF(O59=0,0,STDEV(IF('1. Eff Raw Data'!$S$4:S$10000='2. Summary Eff Data'!B59,'1. Eff Raw Data'!$U$4:$U$10000))),\"--\")","v":"--"}]
["Bromoform",75252,{"$f":"IF(ISBLANK('Parameter Information'!H60),\"--\",'Parameter Information'!H60)","v":0.5},"Tribromomethane",null,null,null,null,null,null,null,null,null,{"$f":"IF(ISNUMBER(P60),SUMIF('1. Eff Raw Data'!S$4:S$10000,'2. Summary Eff Data'!B60,'1. Eff Raw Data'!T$4:T$10000),\"--\")","v":"--"},"--",{"$f":"IF(COUNTIF('1. Eff Raw Data'!S$4:S$10000,'2. Summary Eff Data'!B60)=0,\"--\",COUNTIF('1. Eff Raw Data'!S$4:S$10000,'2. Summary Eff Data'!B60))","v":"--"},{"$f":"IF(ISNUMBER(P60),IF(O60=0,0,MAX(IF('1. Eff Raw Data'!$S$4:S$10000='2. Summary Eff Data'!B60,'1. Eff Raw Data'!$U$4:$U$10000))),\"--\")","v":"--"},{"$f":"IF(O60=0,0,IFERROR(GEOMEAN(IF('1. Eff Raw Data'!$S$4:S$10000='2. Summary Eff Data'!B60,'1. Eff Raw Data'!$V$4:$V$10000)),\"--\"))","v":"--"},{"$f":"IFERROR(AVERAGE(IF('1. Eff Raw Data'!$S$4:S$10000='2. Summary Eff Data'!B60,'1. Eff Raw Data'!$U$4:$U$10000)),\"--\")","v":"--"},"--",{"$f":"IF(ISNUMBER(P60),IF(O60=0,0,STDEV(IF('1. Eff Raw Data'!$S$4:S$10000='2. Summary Eff Data'!B60,'1. Eff Raw Data'!$U$4:$U$10000))),\"--\")","v":"--"}]
["Carbon Tetrachloride",56235,{"$f":"IF(ISBLANK('Parameter Information'!H61),\"--\",'Parameter Information'!H61)","v":0.5},"--",null,null,null,null,null,null,null,null,null,{"$f":"IF(ISNUMBER(P61),SUMIF('1. Eff Raw Data'!S$4:S$10000,'2. Summary Eff Data'!B61,'1. Eff Raw Data'!T$4:T$10000),\"--\")","v":"--"},"--",{"$f":"IF(COUNTIF('1. Eff Raw Data'!S$4:S$10000,'2. Summary Eff Data'!B61)=0,\"--\",COUNTIF('1. Eff Raw Data'!S$4:S$10000,'2. Summary Eff Data'!B61))","v":"--"},{"$f":"IF(ISNUMBER(P61),IF(O61=0,0,MAX(IF('1. Eff Raw Data'!$S$4:S$10000='2. Summary Eff Data'!B61,'1. Eff Raw Data'!$U$4:$U$10000))),\"--\")","v":"--"},{"$f":"IF(O61=0,0,IFERROR(GEOMEAN(IF('1. Eff Raw Data'!$S$4:S$10000='2. Summary Eff Data'!B61,'1. Eff Raw Data'!$V$4:$V$10000)),\"--\"))","v":"--"},{"$f":"IFERROR(AVERAGE(IF('1. Eff Raw Data'!$S$4:S$10000='2. Summary Eff Data'!B61,'1. Eff Raw Data'!$U$4:$U$10000)),\"--\")","v":"--"},"--",{"$f":"IF(ISNUMBER(P61),IF(O61=0,0,STDEV(IF('1. Eff Raw Data'!$S$4:S$10000='2. Summary Eff Data'!B61,'1. Eff Raw Data'!$U$4:$U$10000))),\"--\")","v":"--"}]
["Chlorobenzene",108907,{"$f":"IF(ISBLANK('Parameter Information'!H62),\"--\",'Parameter Information'!H62)","v":18},"Monochlorobenzene",null,null,null,null,null,null,null,null,null,{"$f":"IF(ISNUMBER(P62),SUMIF('1. Eff Raw Data'!S$4:S$10000,'2. Summary Eff Data'!B62,'1. Eff Raw Data'!T$4:T$10000),\"--\")","v":"--"},"--",{"$f":"IF(COUNTIF('1. Eff Raw Data'!S$4:S$10000,'2. Summary Eff Data'!B62)=0,\"--\",COUNTIF('1. Eff Raw Data'!S$4:S$10000,'2. Summary Eff Data'!B62))","v":"--"},{"$f":"IF(ISNUMBER(P62),IF(O62=0,0,MAX(IF('1. Eff Raw Data'!$S$4:S$10000='2. Summary Eff Data'!B62,'1. Eff Raw Data'!$U$4:$U$10000))),\"--\")","v":"--"},{"$f":"IF(O62=0,0,IFERROR(GEOMEAN(IF('1. Eff Raw Data'!$S$4:S$10000='2. Summary Eff Data'!B62,'1. Eff Raw Data'!$V$4:$V$10000)),\"--\"))","v":"--"},{"$f":"IFERROR(AVERAGE(IF('1. Eff Raw Data'!$S$4:S$10000='2. Summary Eff Data'!B62,'1. Eff Raw Data'!$U$4:$U$10000)),\"--\")","v":"--"},"--",{"$f":"IF(ISNUMBER(P62),IF(O62=0,0,STDEV(IF('1. Eff Raw Data'!$S$4:S$10000='2. Summary Eff Data'!B62,'1. Eff Raw Data'!$U$4:$U$10000))),\"--\")","v":"--"}]
["Chlorodibromomethane",124481,{"$f":"IF(ISBLANK('Parameter Information'!H63),\"--\",'Parameter Information'!H63)","v":0.5},"--",null,null,null,null,null,null,null,null,null,{"$f":"IF(ISNUMBER(P63),SUMIF('1. Eff Raw Data'!S$4:S$10000,'2. Summary Eff Data'!B63,'1. Eff Raw Data'!T$4:T$10000),\"--\")","v":"--"},"--",{"$f":"IF(COUNTIF('1. Eff Raw Data'!S$4:S$10000,'2. Summary Eff Data'!B63)=0,\"--\",COUNTIF('1. Eff Raw Data'!S$4:S$10000,'2. Summary Eff Data'!B63))","v":"--"},{"$f":"IF(ISNUMBER(P63),IF(O63=0,0,MAX(IF('1. Eff Raw Data'!$S$4:S$10000='2. Summary Eff Data'!B63,'1. Eff Raw Data'!$U$4:$U$10000))),\"--\")","v":"--"},{"$f":"IF(O63=0,0,IFERROR(GEOMEAN(IF('1. Eff Raw Data'!$S$4:S$10000='2. Summary Eff Data'!B63,'1. Eff Raw Data'!$V$4:$V$10000)),\"--\"))","v":"--"},{"$f":"IFERROR(AVERAGE(IF('1. Eff Raw Data'!$S$4:S$10000='2. Summary Eff Data'!B63,'1. Eff Raw Data'!$U$4:$U$10000)),\"--\")","v":"--"},"--",{"$f":"IF(ISNUMBER(P63),IF(O63=0,0,STDEV(IF('1. Eff Raw Data'!$S$4:S$10000='2. Summary Eff Data'!B63,'1. Eff Raw Data'!$U$4:$U$10000))),\"--\")","v":"--"}]
["Chloroethane",75003,{"$f":"IF(ISBLANK('Parameter Information'!H64),\"--\",'Parameter Information'!H64)","v":2},"--",null,null,null,null,null,null,null,null,null,{"$f":"IF(ISNUMBER(P64),SUMIF('1. Eff Raw Data'!S$4:S$10000,'2. Summary Eff Data'!B64,'1. Eff Raw Data'!T$4:T$10000),\"--\")","v":"--"},"--",{"$f":"IF(COUNTIF('1. Eff Raw Data'!S$4:S$10000,'2. Summary Eff Data'!B64)=0,\"--\",COUNTIF('1. Eff Raw Data'!S$4:S$10000,'2. Summary Eff Data'!B64))","v":"--"},{"$f":"IF(ISNUMBER(P64),IF(O64=0,0,MAX(IF('1. Eff Raw Data'!$S$4:S$10000='2. Summary Eff Data'!B64,'1. Eff Raw Data'!$U$4:$U$10000))),\"--\")","v":"--"},{"$f":"IF(O64=0,0,IFERROR(GEOMEAN(IF('1. Eff Raw Data'!$S$4:S$10000='2. Summary Eff Data'!B64,'1. Eff Raw Data'!$V$4:$V$10000)),\"--\"))","v":"--"},{"$f":"IFERROR(AVERAGE(IF('1. Eff Raw Data'!$S$4:S$10000='2. Summary Eff Data'!B64,'1. Eff Raw Data'!$U$4:$U$10000)),\"--\")","v":"--"},"--",{"$f":"IF(ISNUMBER(P64),IF(O64=0,0,STDEV(IF('1. Eff Raw Data'!$S$4:S$10000='2. Summary Eff Data'!B64,'1. Eff Raw Data'!$U$4:$U$10000))),\"--\")","v":"--"}]
["2-chloroethylvinyl ether",110758,{"$f":"IF(ISBLANK('Parameter Information'!H65),\"--\",'Parameter Information'!H65)","v":10},"--",null,null,null,null,null,null,null,null,null,{"$f":"IF(ISNUMBER(P65),SUMIF('1. Eff Raw Data'!S$4:S$10000,'2. Summary Eff Data'!B65,'1. Eff Raw Data'!T$4:T$10000),\"--\")","v":"--"},"--",{"$f":"IF(COUNTIF('1. Eff Raw Data'!S$4:S$10000,'2. Summary Eff Data'!B65)=0,\"--\",COUNTIF('1. Eff Raw Data'!S$4:S$10000,'2. Summary Eff Data'!B65))","v":"--"},{"$f":"IF(ISNUMBER(P65),IF(O65=0,0,MAX(IF('1. Eff Raw Data'!$S$4:S$10000='2. Summary Eff Data'!B65,'1. Eff Raw Data'!$U$4:$U$10000))),\"--\")","v":"--"},{"$f":"IF(O65=0,0,IFERROR(GEOMEAN(IF('1. Eff Raw Data'!$S$4:S$10000='2. Summary Eff Data'!B65,'1. Eff Raw Data'!$V$4:$V$10000)),\"--\"))","v":"--"},{"$f":"IFERROR(AVERAGE(IF('1. Eff Raw Data'!$S$4:S$10000='2. Summary Eff Data'!B65,'1. Eff Raw Data'!$U$4:$U$10000)),\"--\")","v":"--"},"--",{"$f":"IF(ISNUMBER(P65),IF(O65=0,0,STDEV(IF('1. Eff Raw Data'!$S$4:S$10000='2. Summary Eff Data'!B65,'1. Eff Raw Data'!$U$4:$U$10000))),\"--\")","v":"--"}]
["Chloroform",67663,{"$f":"IF(ISBLANK('Parameter Information'!H66),\"--\",'Parameter Information'!H66)","v":4.8},"--",null,null,null,null,null,null,null,null,null,{"$f":"IF(ISNUMBER(P66),SUMIF('1. Eff Raw Data'!S$4:S$10000,'2. Summary Eff Data'!B66,'1. Eff Raw Data'!T$4:T$10000),\"--\")","v":"--"},"--",{"$f":"IF(COUNTIF('1. Eff Raw Data'!S$4:S$10000,'2. Summary Eff Data'!B66)=0,\"--\",COUNTIF('1. Eff Raw Data'!S$4:S$10000,'2. Summary Eff Data'!B66))","v":"--"},{"$f":"IF(ISNUMBER(P66),IF(O66=0,0,MAX(IF('1. Eff Raw Data'!$S$4:S$10000='2. Summary Eff Data'!B66,'1. Eff Raw Data'!$U$4:$U$10000))),\"--\")","v":"--"},{"$f":"IF(O66=0,0,IFERROR(GEOMEAN(IF('1. Eff Raw Data'!$S$4:S$10000='2. Summary Eff Data'!B66,'1. Eff Raw Data'!$V$4:$V$10000)),\"--\"))","v":"--"},{"$f":"IFERROR(AVERAGE(IF('1. Eff Raw Data'!$S$4:S$10000='2. Summary Eff Data'!B66,'1. Eff Raw Data'!$U$4:$U$10000)),\"--\")","v":"--"},"--",{"$f":"IF(ISNUMBER(P66),IF(O66=0,0,STDEV(IF('1. Eff Raw Data'!$S$4:S$10000='2. Summary Eff Data'!B66,'1. Eff Raw Data'!$U$4:$U$10000))),\"--\")","v":"--"}]
["1,2-Dichlorobenzene (o)",95501,{"$f":"IF(ISBLANK('Parameter Information'!H67),\"--\",'Parameter Information'!H67)","v":7.6},"--",null,null,null,null,null,null,null,null,null,{"$f":"IF(ISNUMBER(P67),SUMIF('1. Eff Raw Data'!S$4:S$10000,'2. Summary Eff Data'!B67,'1. Eff Raw Data'!T$4:T$10000),\"--\")","v":"--"},"--",{"$f":"IF(COUNTIF('1. Eff Raw Data'!S$4:S$10000,'2. Summary Eff Data'!B67)=0,\"--\",COUNTIF('1. Eff Raw Data'!S$4:S$10000,'2. Summary Eff Data'!B67))","v":"--"},{"$f":"IF(ISNUMBER(P67),IF(O67=0,0,MAX(IF('1. Eff Raw Data'!$S$4:S$10000='2. Summary Eff Data'!B67,'1. Eff Raw Data'!$U$4:$U$10000))),\"--\")","v":"--"},{"$f":"IF(O67=0,0,IFERROR(GEOMEAN(IF('1. Eff Raw Data'!$S$4:S$10000='2. Summary Eff Data'!B67,'1. Eff Raw Data'!$V$4:$V$10000)),\"--\"))","v":"--"},{"$f":"IFERROR(AVERAGE(IF('1. Eff Raw Data'!$S$4:S$10000='2. Summary Eff Data'!B67,'1. Eff Raw Data'!$U$4:$U$10000)),\"--\")","v":"--"},"--",{"$f":"IF(ISNUMBER(P67),IF(O67=0,0,STDEV(IF('1. Eff Raw Data'!$S$4:S$10000='2. Summary Eff Data'!B67,'1. Eff Raw Data'!$U$4:$U$10000))),\"--\")","v":"--"}]
["1,3-Dichlorobenzene (m)",541731,{"$f":"IF(ISBLANK('Parameter Information'!H68),\"--\",'Parameter Information'!H68)","v":7.6},"--",null,null,null,null,null,null,null,null,null,{"$f":"IF(ISNUMBER(P68),SUMIF('1. Eff Raw Data'!S$4:S$10000,'2. Summary Eff Data'!B68,'1. Eff Raw Data'!T$4:T$10000),\"--\")","v":"--"},"--",{"$f":"IF(COUNTIF('1. Eff Raw Data'!S$4:S$10000,'2. Summary Eff Data'!B68)=0,\"--\",COUNTIF('1. Eff Raw Data'!S$4:S$10000,'2. Summary Eff Data'!B68))","v":"--"},{"$f":"IF(ISNUMBER(P68),IF(O68=0,0,MAX(IF('1. Eff Raw Data'!$S$4:S$10000='2. Summary Eff Data'!B68,'1. Eff Raw Data'!$U$4:$U$10000))),\"--\")","v":"--"},{"$f":"IF(O68=0,0,IFERROR(GEOMEAN(IF('1. Eff Raw Data'!$S$4:S$10000='2. Summary Eff Data'!B68,'1. Eff Raw Data'!$V$4:$V$10000)),\"--\"))","v":"--"},{"$f":"IFERROR(AVERAGE(IF('1. Eff Raw Data'!$S$4:S$10000='2. Summary Eff Data'!B68,'1. Eff Raw Data'!$U$4:$U$10000)),\"--\")","v":"--"},"--",{"$f":"IF(ISNUMBER(P68),IF(O68=0,0,STDEV(IF('1. Eff Raw Data'!$S$4:S$10000='2. Summary Eff Data'!B68,'1. Eff Raw Data'!$U$4:$U$10000))),\"--\")","v":"--"}]
["1,4-Dichlorobenzene (p)",106467,{"$f":"IF(ISBLANK('Parameter Information'!H69),\"--\",'Parameter Information'!H69)","v":8},"--",null,null,null,null,null,null,null,null,null,{"$f":"IF(ISNUMBER(P69),SUMIF('1. Eff Raw Data'!S$4:S$10000,'2. Summary Eff Data'!B69,'1. Eff Raw Data'!T$4:T$10000),\"--\")","v":"--"},"--",{"$f":"IF(COUNTIF('1. Eff Raw Data'!S$4:S$10000,'2. Summary Eff Data'!B69)=0,\"--\",COUNTIF('1. Eff Raw Data'!S$4:S$10000,'2. Summary Eff Data'!B69))","v":"--"},{"$f":"IF(ISNUMBER(P69),IF(O69=0,0,MAX(IF('1. Eff Raw Data'!$S$4:S$10000='2. Summary Eff Data'!B69,'1. Eff Raw Data'!$U$4:$U$10000))),\"--\")","v":"--"},{"$f":"IF(O69=0,0,IFERROR(GEOMEAN(IF('1. Eff Raw Data'!$S$4:S$10000='2. Summary Eff Data'!B69,'1. Eff Raw Data'!$V$4:$V$10000)),\"--\"))","v":"--"},{"$f":"IFERROR(AVERAGE(IF('1. Eff Raw Data'!$S$4:S$10000='2. Summary Eff Data'!B69,'1. Eff Raw Data'!$U$4:$U$10000)),\"--\")","v":"--"},"--",{"$f":"IF(ISNUMBER(P69),IF(O69=0,0,STDEV(IF('1. Eff Raw Data'!$S$4:S$10000='2. Summary Eff Data'!B69,'1. Eff Raw Data'!$U$4:$U$10000))),\"--\")","v":"--"}]
["Dichlorobromomethane",75274,{"$f":"IF(ISBLANK('Parameter Information'!H70),\"--\",'Parameter Information'!H70)","v":0.5},"--",null,null,null,null,null,null,null,null,null,{"$f":"IF(ISNUMBER(P70),SUMIF('1. Eff Raw Data'!S$4:S$10000,'2. Summary Eff Data'!B70,'1. Eff Raw Data'!T$4:T$10000),\"--\")","v":"--"},"--",{"$f":"IF(COUNTIF('1. Eff Raw Data'!S$4:S$10000,'2. Summary Eff Data'!B70)=0,\"--\",COUNTIF('1. Eff Raw Data'!S$4:S$10000,'2. Summary Eff Data'!B70))","v":"--"},{"$f":"IF(ISNUMBER(P70),IF(O70=0,0,MAX(IF('1. Eff Raw Data'!$S$4:S$10000='2. Summary Eff Data'!B70,'1. Eff Raw Data'!$U$4:$U$10000))),\"--\")","v":"--"},{"$f":"IF(O70=0,0,IFERROR(GEOMEAN(IF('1. Eff Raw Data'!$S$4:S$10000='2. Summary Eff Data'!B70,'1. Eff Raw Data'!$V$4:$V$10000)),\"--\"))","v":"--"},{"$f":"IFERROR(AVERAGE(IF('1. Eff Raw Data'!$S$4:S$10000='2. Summary Eff Data'!B70,'1. Eff Raw Data'!$U$4:$U$10000)),\"--\")","v":"--"},"--",{"$f":"IF(ISNUMBER(P70),IF(O70=0,0,STDEV(IF('1. Eff Raw Data'!$S$4:S$10000='2. Summary Eff Data'!B70,'1. Eff Raw Data'!$U$4:$U$10000))),\"--\")","v":"--"}]
["1,1-dichloroethane",75343,{"$f":"IF(ISBLANK('Parameter Information'!H71),\"--\",'Parameter Information'!H71)","v":14.1},"--",null,null,null,null,null,null,null,null,null,{"$f":"IF(ISNUMBER(P71),SUMIF('1. Eff Raw Data'!S$4:S$10000,'2. Summary Eff Data'!B71,'1. Eff Raw Data'!T$4:T$10000),\"--\")","v":"--"},"--",{"$f":"IF(COUNTIF('1. Eff Raw Data'!S$4:S$10000,'2. Summary Eff Data'!B71)=0,\"--\",COUNTIF('1. Eff Raw Data'!S$4:S$10000,'2. Summary Eff Data'!B71))","v":"--"},{"$f":"IF(ISNUMBER(P71),IF(O71=0,0,MAX(IF('1. Eff Raw Data'!$S$4:S$10000='2. Summary Eff Data'!B71,'1. Eff Raw Data'!$U$4:$U$10000))),\"--\")","v":"--"},{"$f":"IF(O71=0,0,IFERROR(GEOMEAN(IF('1. Eff Raw Data'!$S$4:S$10000='2. Summary Eff Data'!B71,'1. Eff Raw Data'!$V$4:$V$10000)),\"--\"))","v":"--"},{"$f":"IFERROR(AVERAGE(IF('1. Eff Raw Data'!$S$4:S$10000='2. Summary Eff Data'!B71,'1. Eff Raw Data'!$U$4:$U$10000)),\"--\")","v":"--"},"--",{"$f":"IF(ISNUMBER(P71),IF(O71=0,0,STDEV(IF('1. Eff Raw Data'!$S$4:S$10000='2. Summary Eff Data'!B71,'1. Eff Raw Data'!$U$4:$U$10000))),\"--\")","v":"--"}]
["1,2-dichloroethane",107062,{"$f":"IF(ISBLANK('Parameter Information'!H72),\"--\",'Parameter Information'!H72)","v":0.5},"--",null,null,null,null,null,null,null,null,null,{"$f":"IF(ISNUMBER(P72),SUMIF('1. Eff Raw Data'!S$4:S$10000,'2. Summary Eff Data'!B72,'1. Eff Raw Data'!T$4:T$10000),\"--\")","v":"--"},"--",{"$f":"IF(COUNTIF('1. Eff Raw Data'!S$4:S$10000,'2. Summary Eff Data'!B72)=0,\"--\",COUNTIF('1. Eff Raw Data'!S$4:S$10000,'2. Summary Eff Data'!B72))","v":"--"},{"$f":"IF(ISNUMBER(P72),IF(O72=0,0,MAX(IF('1. Eff Raw Data'!$S$4:S$10000='2. Summary Eff Data'!B72,'1. Eff Raw Data'!$U$4:$U$10000))),\"--\")","v":"--"},{"$f":"IF(O72=0,0,IFERROR(GEOMEAN(IF('1. Eff Raw Data'!$S$4:S$10000='2. Summary Eff Data'!B72,'1. Eff Raw Data'!$V$4:$V$10000)),\"--\"))","v":"--"},{"$f":"IFERROR(AVERAGE(IF('1. Eff Raw Data'!$S$4:S$10000='2. Summary Eff Data'!B72,'1. Eff Raw Data'!$U$4:$U$10000)),\"--\")","v":"--"},"--",{"$f":"IF(ISNUMBER(P72),IF(O72=0,0,STDEV(IF('1. Eff Raw Data'!$S$4:S$10000='2. Summary Eff Data'!B72,'1. Eff Raw Data'!$U$4:$U$10000))),\"--\")","v":"--"}]
["1,2-trans-dichloroethylene",156605,{"$f":"IF(ISBLANK('Parameter Information'!H73),\"--\",'Parameter Information'!H73)","v":4.8},"Dichloroethylene trans 1,2",null,null,null,null,null,null,null,null,null,{"$f":"IF(ISNUMBER(P73),SUMIF('1. Eff Raw Data'!S$4:S$10000,'2. Summary Eff Data'!B73,'1. Eff Raw Data'!T$4:T$10000),\"--\")","v":"--"},"--",{"$f":"IF(COUNTIF('1. Eff Raw Data'!S$4:S$10000,'2. Summary Eff Data'!B73)=0,\"--\",COUNTIF('1. Eff Raw Data'!S$4:S$10000,'2. Summary Eff Data'!B73))","v":"--"},{"$f":"IF(ISNUMBER(P73),IF(O73=0,0,MAX(IF('1. Eff Raw Data'!$S$4:S$10000='2. Summary Eff Data'!B73,'1. Eff Raw Data'!$U$4:$U$10000))),\"--\")","v":"--"},{"$f":"IF(O73=0,0,IFERROR(GEOMEAN(IF('1. Eff Raw Data'!$S$4:S$10000='2. Summary Eff Data'!B73,'1. Eff Raw Data'!$V$4:$V$10000)),\"--\"))","v":"--"},{"$f":"IFERROR(AVERAGE(IF('1. Eff Raw Data'!$S$4:S$10000='2. Summary Eff Data'!B73,'1. Eff Raw Data'!$U$4:$U$10000)),\"--\")","v":"--"},"--",{"$f":"IF(ISNUMBER(P73),IF(O73=0,0,STDEV(IF('1. Eff Raw Data'!$S$4:S$10000='2. Summary Eff Data'!B73,'1. Eff Raw Data'!$U$4:$U$10000))),\"--\")","v":"--"}]
["1,1-dichloroethylene",75354,{"$f":"IF(ISBLANK('Parameter Information'!H74),\"--\",'Parameter Information'!H74)","v":8.4},"--",null,null,null,null,null,null,null,null,null,{"$f":"IF(ISNUMBER(P74),SUMIF('1. Eff Raw Data'!S$4:S$10000,'2. Summary Eff Data'!B74,'1. Eff Raw Data'!T$4:T$10000),\"--\")","v":"--"},"--",{"$f":"IF(COUNTIF('1. Eff Raw Data'!S$4:S$10000,'2. Summary Eff Data'!B74)=0,\"--\",COUNTIF('1. Eff Raw Data'!S$4:S$10000,'2. Summary Eff Data'!B74))","v":"--"},{"$f":"IF(ISNUMBER(P74),IF(O74=0,0,MAX(IF('1. Eff Raw Data'!$S$4:S$10000='2. Summary Eff Data'!B74,'1. Eff Raw Data'!$U$4:$U$10000))),\"--\")","v":"--"},{"$f":"IF(O74=0,0,IFERROR(GEOMEAN(IF('1. Eff Raw Data'!$S$4:S$10000='2. Summary Eff Data'!B74,'1. Eff Raw Data'!$V$4:$V$10000)),\"--\"))","v":"--"},{"$f":"IFERROR(AVERAGE(IF('1. Eff Raw Data'!$S$4:S$10000='2. Summary Eff Data'!B74,'1. Eff Raw Data'!$U$4:$U$10000)),\"--\")","v":"--"},"--",{"$f":"IF(ISNUMBER(P74),IF(O74=0,0,STDEV(IF('1. Eff Raw Data'!$S$4:S$10000='2. Summary Eff Data'!B74,'1. Eff Raw Data'!$U$4:$U$10000))),\"--\")","v":"--"}]
["1,2-dichloropropane",78875,{"$f":"IF(ISBLANK('Parameter Information'!H75),\"--\",'Parameter Information'!H75)","v":0.5},"--",null,null,null,null,null,null,null,null,null,{"$f":"IF(ISNUMBER(P75),SUMIF('1. Eff Raw Data'!S$4:S$10000,'2. Summary Eff Data'!B75,'1. Eff Raw Data'!T$4:T$10000),\"--\")","v":"--"},"--",{"$f":"IF(COUNTIF('1. Eff Raw Data'!S$4:S$10000,'2. Summary Eff Data'!B75)=0,\"--\",COUNTIF('1. Eff Raw Data'!S$4:S$10000,'2. Summary Eff Data'!B75))","v":"--"},{"$f":"IF(ISNUMBER(P75),IF(O75=0,0,MAX(IF('1. Eff Raw Data'!$S$4:S$10000='2. Summary Eff Data'!B75,'1. Eff Raw Data'!$U$4:$U$10000))),\"--\")","v":"--"},{"$f":"IF(O75=0,0,IFERROR(GEOMEAN(IF('1. Eff Raw Data'!$S$4:S$10000='2. Summary Eff Data'!B75,'1. Eff Raw Data'!$V$4:$V$10000)),\"--\"))","v":"--"},{"$f":"IFERROR(AVERAGE(IF('1. Eff Raw Data'!$S$4:S$10000='2. Summary Eff Data'!B75,'1. Eff Raw Data'!$U$4:$U$10000)),\"--\")","v":"--"},"--",{"$f":"IF(ISNUMBER(P75),IF(O75=0,0,STDEV(IF('1. Eff Raw Data'!$S$4:S$10000='2. Summary Eff Data'!B75,'1. Eff Raw Data'!$U$4:$U$10000))),\"--\")","v":"--"}]
["1,3-dichloropropene",542756,{"$f":"IF(ISBLANK('Parameter Information'!H76),\"--\",'Parameter Information'!H76)","v":0.5},"Dichloropropene 1,3",null,null,null,null,null,null,null,null,null,{"$f":"IF(ISNUMBER(P76),SUMIF('1. Eff Raw Data'!S$4:S$10000,'2. Summary Eff Data'!B76,'1. Eff Raw Data'!T$4:T$10000),\"--\")","v":"--"},"--",{"$f":"IF(COUNTIF('1. Eff Raw Data'!S$4:S$10000,'2. Summary Eff Data'!B76)=0,\"--\",COUNTIF('1. Eff Raw Data'!S$4:S$10000,'2. Summary Eff Data'!B76))","v":"--"},{"$f":"IF(ISNUMBER(P76),IF(O76=0,0,MAX(IF('1. Eff Raw Data'!$S$4:S$10000='2. Summary Eff Data'!B76,'1. Eff Raw Data'!$U$4:$U$10000))),\"--\")","v":"--"},{"$f":"IF(O76=0,0,IFERROR(GEOMEAN(IF('1. Eff Raw Data'!$S$4:S$10000='2. Summary Eff Data'!B76,'1. Eff Raw Data'!$V$4:$V$10000)),\"--\"))","v":"--"},{"$f":"IFERROR(AVERAGE(IF('1. Eff Raw Data'!$S$4:S$10000='2. Summary Eff Data'!B76,'1. Eff Raw Data'!$U$4:$U$10000)),\"--\")","v":"--"},"--",{"$f":"IF(ISNUMBER(P76),IF(O76=0,0,STDEV(IF('1. Eff Raw Data'!$S$4:S$10000='2. Summary Eff Data'!B76,'1. Eff Raw Data'!$U$4:$U$10000))),\"--\")","v":"--"}]
["Ethylbenzene",100414,{"$f":"IF(ISBLANK('Parameter Information'!H77),\"--\",'Parameter Information'!H77)","v":21.6},"--",null,null,null,null,null,null,null,null,null,{"$f":"IF(ISNUMBER(P77),SUMIF('1. Eff Raw Data'!S$4:S$10000,'2. Summary Eff Data'!B77,'1. Eff Raw Data'!T$4:T$10000),\"--\")","v":"--"},"--",{"$f":"IF(COUNTIF('1. Eff Raw Data'!S$4:S$10000,'2. Summary Eff Data'!B77)=0,\"--\",COUNTIF('1. Eff Raw Data'!S$4:S$10000,'2. Summary Eff Data'!B77))","v":"--"},{"$f":"IF(ISNUMBER(P77),IF(O77=0,0,MAX(IF('1. Eff Raw Data'!$S$4:S$10000='2. Summary Eff Data'!B77,'1. Eff Raw Data'!$U$4:$U$10000))),\"--\")","v":"--"},{"$f":"IF(O77=0,0,IFERROR(GEOMEAN(IF('1. Eff Raw Data'!$S$4:S$10000='2. Summary Eff Data'!B77,'1. Eff Raw Data'!$V$4:$V$10000)),\"--\"))","v":"--"},{"$f":"IFERROR(AVERAGE(IF('1. Eff Raw Data'!$S$4:S$10000='2. Summary Eff Data'!B77,'1. Eff Raw Data'!$U$4:$U$10000)),\"--\")","v":"--"},"--",{"$f":"IF(ISNUMBER(P77),IF(O77=0,0,STDEV(IF('1. Eff Raw Data'!$S$4:S$10000='2. Summary Eff Data'!B77,'1. Eff Raw Data'!$U$4:$U$10000))),\"--\")","v":"--"}]
["Methyl Bromide",74839,{"$f":"IF(ISBLANK('Parameter Information'!H78),\"--\",'Parameter Information'!H78)","v":1},"--",null,null,null,null,null,null,null,null,null,{"$f":"IF(ISNUMBER(P78),SUMIF('1. Eff Raw Data'!S$4:S$10000,'2. Summary Eff Data'!B78,'1. Eff Raw Data'!T$4:T$10000),\"--\")","v":"--"},"--",{"$f":"IF(COUNTIF('1. Eff Raw Data'!S$4:S$10000,'2. Summary Eff Data'!B78)=0,\"--\",COUNTIF('1. Eff Raw Data'!S$4:S$10000,'2. Summary Eff Data'!B78))","v":"--"},{"$f":"IF(ISNUMBER(P78),IF(O78=0,0,MAX(IF('1. Eff Raw Data'!$S$4:S$10000='2. Summary Eff Data'!B78,'1. Eff Raw Data'!$U$4:$U$10000))),\"--\")","v":"--"},{"$f":"IF(O78=0,0,IFERROR(GEOMEAN(IF('1. Eff Raw Data'!$S$4:S$10000='2. Summary Eff Data'!B78,'1. Eff Raw Data'!$V$4:$V$10000)),\"--\"))","v":"--"},{"$f":"IFERROR(AVERAGE(IF('1. Eff Raw Data'!$S$4:S$10000='2. Summary Eff Data'!B78,'1. Eff Raw Data'!$U$4:$U$10000)),\"--\")","v":"--"},"--",{"$f":"IF(ISNUMBER(P78),IF(O78=0,0,STDEV(IF('1. Eff Raw Data'!$S$4:S$10000='2. Summary Eff Data'!B78,'1. Eff Raw Data'!$U$4:$U$10000))),\"--\")","v":"--"}]
["methyl chloride",74873,{"$f":"IF(ISBLANK('Parameter Information'!H79),\"--\",'Parameter Information'!H79)","v":1},"--",null,null,null,null,null,null,null,null,null,{"$f":"IF(ISNUMBER(P79),SUMIF('1. Eff Raw Data'!S$4:S$10000,'2. Summary Eff Data'!B79,'1. Eff Raw Data'!T$4:T$10000),\"--\")","v":"--"},"--",{"$f":"IF(COUNTIF('1. Eff Raw Data'!S$4:S$10000,'2. Summary Eff Data'!B79)=0,\"--\",COUNTIF('1. Eff Raw Data'!S$4:S$10000,'2. Summary Eff Data'!B79))","v":"--"},{"$f":"IF(ISNUMBER(P79),IF(O79=0,0,MAX(IF('1. Eff Raw Data'!$S$4:S$10000='2. Summary Eff Data'!B79,'1. Eff Raw Data'!$U$4:$U$10000))),\"--\")","v":"--"},{"$f":"IF(O79=0,0,IFERROR(GEOMEAN(IF('1. Eff Raw Data'!$S$4:S$10000='2. Summary Eff Data'!B79,'1. Eff Raw Data'!$V$4:$V$10000)),\"--\"))","v":"--"},{"$f":"IFERROR(AVERAGE(IF('1. Eff Raw Data'!$S$4:S$10000='2. Summary Eff Data'!B79,'1. Eff Raw Data'!$U$4:$U$10000)),\"--\")","v":"--"},"--",{"$f":"IF(ISNUMBER(P79),IF(O79=0,0,STDEV(IF('1. Eff Raw Data'!$S$4:S$10000='2. Summary Eff Data'!B79,'1. Eff Raw Data'!$U$4:$U$10000))),\"--\")","v":"--"}]
["Methylene Chloride",75092,{"$f":"IF(ISBLANK('Parameter Information'!H80),\"--\",'Parameter Information'!H80)","v":8.4},"--",null,null,null,null,null,null,null,null,null,{"$f":"IF(ISNUMBER(P80),SUMIF('1. Eff Raw Data'!S$4:S$10000,'2. Summary Eff Data'!B80,'1. Eff Raw Data'!T$4:T$10000),\"--\")","v":"--"},"--",{"$f":"IF(COUNTIF('1. Eff Raw Data'!S$4:S$10000,'2. Summary Eff Data'!B80)=0,\"--\",COUNTIF('1. Eff Raw Data'!S$4:S$10000,'2. Summary Eff Data'!B80))","v":"--"},{"$f":"IF(ISNUMBER(P80),IF(O80=0,0,MAX(IF('1. Eff Raw Data'!$S$4:S$10000='2. Summary Eff Data'!B80,'1. Eff Raw Data'!$U$4:$U$10000))),\"--\")","v":"--"},{"$f":"IF(O80=0,0,IFERROR(GEOMEAN(IF('1. Eff Raw Data'!$S$4:S$10000='2. Summary Eff Data'!B80,'1. Eff Raw Data'!$V$4:$V$10000)),\"--\"))","v":"--"},{"$f":"IFERROR(AVERAGE(IF('1. Eff Raw Data'!$S$4:S$10000='2. Summary Eff Data'!B80,'1. Eff Raw Data'!$U$4:$U$10000)),\"--\")","v":"--"},"--",{"$f":"IF(ISNUMBER(P80),IF(O80=0,0,STDEV(IF('1. Eff Raw Data'!$S$4:S$10000='2. Summary Eff Data'!B80,'1. Eff Raw Data'!$U$4:$U$10000))),\"--\")","v":"--"}]
["1,1,2,2-tetrachloroethane",79345,{"$f":"IF(ISBLANK('Parameter Information'!H81),\"--\",'Parameter Information'!H81)","v":0.5},"--",null,null,null,null,null,null,null,null,null,{"$f":"IF(ISNUMBER(P81),SUMIF('1. Eff Raw Data'!S$4:S$10000,'2. Summary Eff Data'!B81,'1. Eff Raw Data'!T$4:T$10000),\"--\")","v":"--"},"--",{"$f":"IF(COUNTIF('1. Eff Raw Data'!S$4:S$10000,'2. Summary Eff Data'!B81)=0,\"--\",COUNTIF('1. Eff Raw Data'!S$4:S$10000,'2. Summary Eff Data'!B81))","v":"--"},{"$f":"IF(ISNUMBER(P81),IF(O81=0,0,MAX(IF('1. Eff Raw Data'!$S$4:S$10000='2. Summary Eff Data'!B81,'1. Eff Raw Data'!$U$4:$U$10000))),\"--\")","v":"--"},{"$f":"IF(O81=0,0,IFERROR(GEOMEAN(IF('1. Eff Raw Data'!$S$4:S$10000='2. Summary Eff Data'!B81,'1. Eff Raw Data'!$V$4:$V$10000)),\"--\"))","v":"--"},{"$f":"IFERROR(AVERAGE(IF('1. Eff Raw Data'!$S$4:S$10000='2. Summary Eff Data'!B81,'1. Eff Raw Data'!$U$4:$U$10000)),\"--\")","v":"--"},"--",{"$f":"IF(ISNUMBER(P81),IF(O81=0,0,STDEV(IF('1. Eff Raw Data'!$S$4:S$10000='2. Summary Eff Data'!B81,'1. Eff Raw Data'!$U$4:$U$10000))),\"--\")","v":"--"}]
["Tetrachloroethylene",127184,{"$f":"IF(ISBLANK('Parameter Information'!H82),\"--\",'Parameter Information'!H82)","v":0.5},"--",null,null,null,null,null,null,null,null,null,{"$f":"IF(ISNUMBER(P82),SUMIF('1. Eff Raw Data'!S$4:S$10000,'2. Summary Eff Data'!B82,'1. Eff Raw Data'!T$4:T$10000),\"--\")","v":"--"},"--",{"$f":"IF(COUNTIF('1. Eff Raw Data'!S$4:S$10000,'2. Summary Eff Data'!B82)=0,\"--\",COUNTIF('1. Eff Raw Data'!S$4:S$10000,'2. Summary Eff Data'!B82))","v":"--"},{"$f":"IF(ISNUMBER(P82),IF(O82=0,0,MAX(IF('1. Eff Raw Data'!$S$4:S$10000='2. Summary Eff Data'!B82,'1. Eff Raw Data'!$U$4:$U$10000))),\"--\")","v":"--"},{"$f":"IF(O82=0,0,IFERROR(GEOMEAN(IF('1. Eff Raw Data'!$S$4:S$10000='2. Summary Eff Data'!B82,'1. Eff Raw Data'!$V$4:$V$10000)),\"--\"))","v":"--"},{"$f":"IFERROR(AVERAGE(IF('1. Eff Raw Data'!$S$4:S$10000='2. Summary Eff Data'!B82,'1. Eff Raw Data'!$U$4:$U$10000)),\"--\")","v":"--"},"--",{"$f":"IF(ISNUMBER(P82),IF(O82=0,0,STDEV(IF('1. Eff Raw Data'!$S$4:S$10000='2. Summary Eff Data'!B82,'1. Eff Raw Data'!$U$4:$U$10000))),\"--\")","v":"--"}]
["Toluene",108883,{"$f":"IF(ISBLANK('Parameter Information'!H83),\"--\",'Parameter Information'!H83)","v":18},"--",null,null,null,null,null,null,null,null,null,{"$f":"IF(ISNUMBER(P83),SUMIF('1. Eff Raw Data'!S$4:S$10000,'2. Summary Eff Data'!B83,'1. Eff Raw Data'!T$4:T$10000),\"--\")","v":"--"},"--",{"$f":"IF(COUNTIF('1. Eff Raw Data'!S$4:S$10000,'2. Summary Eff Data'!B83)=0,\"--\",COUNTIF('1. Eff Raw Data'!S$4:S$10000,'2. Summary Eff Data'!B83))","v":"--"},{"$f":"IF(ISNUMBER(P83),IF(O83=0,0,MAX(IF('1. Eff Raw Data'!$S$4:S$10000='2. Summary Eff Data'!B83,'1. Eff Raw Data'!$U$4:$U$10000))),\"--\")","v":"--"},{"$f":"IF(O83=0,0,IFERROR(GEOMEAN(IF('1. Eff Raw Data'!$S$4:S$10000='2. Summary Eff Data'!B83,'1. Eff Raw Data'!$V$4:$V$10000)),\"--\"))","v":"--"},{"$f":"IFERROR(AVERAGE(IF('1. Eff Raw Data'!$S$4:S$10000='2. Summary Eff Data'!B83,'1. Eff Raw Data'!$U$4:$U$10000)),\"--\")","v":"--"},"--",{"$f":"IF(ISNUMBER(P83),IF(O83=0,0,STDEV(IF('1. Eff Raw Data'!$S$4:S$10000='2. Summary Eff Data'!B83,'1. Eff Raw Data'!$U$4:$U$10000))),\"--\")","v":"--"}]
["1,1,1-trichloroethane",71556,{"$f":"IF(ISBLANK('Parameter Information'!H84),\"--\",'Parameter Information'!H84)","v":11.4},"--",null,null,null,null,null,null,null,null,null,{"$f":"IF(ISNUMBER(P84),SUMIF('1. Eff Raw Data'!S$4:S$10000,'2. Summary Eff Data'!B84,'1. Eff Raw Data'!T$4:T$10000),\"--\")","v":"--"},"--",{"$f":"IF(COUNTIF('1. Eff Raw Data'!S$4:S$10000,'2. Summary Eff Data'!B84)=0,\"--\",COUNTIF('1. Eff Raw Data'!S$4:S$10000,'2. Summary Eff Data'!B84))","v":"--"},{"$f":"IF(ISNUMBER(P84),IF(O84=0,0,MAX(IF('1. Eff Raw Data'!$S$4:S$10000='2. Summary Eff Data'!B84,'1. Eff Raw Data'!$U$4:$U$10000))),\"--\")","v":"--"},{"$f":"IF(O84=0,0,IFERROR(GEOMEAN(IF('1. Eff Raw Data'!$S$4:S$10000='2. Summary Eff Data'!B84,'1. Eff Raw Data'!$V$4:$V$10000)),\"--\"))","v":"--"},{"$f":"IFERROR(AVERAGE(IF('1. Eff Raw Data'!$S$4:S$10000='2. Summary Eff Data'!B84,'1. Eff Raw Data'!$U$4:$U$10000)),\"--\")","v":"--"},"--",{"$f":"IF(ISNUMBER(P84),IF(O84=0,0,STDEV(IF('1. Eff Raw Data'!$S$4:S$10000='2. Summary Eff Data'!B84,'1. Eff Raw Data'!$U$4:$U$10000))),\"--\")","v":"--"}]
["1,1,2-trichloroethane",79005,{"$f":"IF(ISBLANK('Parameter Information'!H85),\"--\",'Parameter Information'!H85)","v":0.5},"--",null,null,null,null,null,null,null,null,null,{"$f":"IF(ISNUMBER(P85),SUMIF('1. Eff Raw Data'!S$4:S$10000,'2. Summary Eff Data'!B85,'1. Eff Raw Data'!T$4:T$10000),\"--\")","v":"--"},"--",{"$f":"IF(COUNTIF('1. Eff Raw Data'!S$4:S$10000,'2. Summary Eff Data'!B85)=0,\"--\",COUNTIF('1. Eff Raw Data'!S$4:S$10000,'2. Summary Eff Data'!B85))","v":"--"},{"$f":"IF(ISNUMBER(P85),IF(O85=0,0,MAX(IF('1. Eff Raw Data'!$S$4:S$10000='2. Summary Eff Data'!B85,'1. Eff Raw Data'!$U$4:$U$10000))),\"--\")","v":"--"},{"$f":"IF(O85=0,0,IFERROR(GEOMEAN(IF('1. Eff Raw Data'!$S$4:S$10000='2. Summary Eff Data'!B85,'1. Eff Raw Data'!$V$4:$V$10000)),\"--\"))","v":"--"},{"$f":"IFERROR(AVERAGE(IF('1. Eff Raw Data'!$S$4:S$10000='2. Summary Eff Data'!B85,'1. Eff Raw Data'!$U$4:$U$10000)),\"--\")","v":"--"},"--",{"$f":"IF(ISNUMBER(P85),IF(O85=0,0,STDEV(IF('1. Eff Raw Data'!$S$4:S$10000='2. Summary Eff Data'!B85,'1. Eff Raw Data'!$U$4:$U$10000))),\"--\")","v":"--"}]
["Trichloroethylene",79016,{"$f":"IF(ISBLANK('Parameter Information'!H86),\"--\",'Parameter Information'!H86)","v":0.5},"--",null,null,null,null,null,null,null,null,null,{"$f":"IF(ISNUMBER(P86),SUMIF('1. Eff Raw Data'!S$4:S$10000,'2. Summary Eff Data'!B86,'1. Eff Raw Data'!T$4:T$10000),\"--\")","v":"--"},"--",{"$f":"IF(COUNTIF('1. Eff Raw Data'!S$4:S$10000,'2. Summary Eff Data'!B86)=0,\"--\",COUNTIF('1. Eff Raw Data'!S$4:S$10000,'2. Summary Eff Data'!B86))","v":"--"},{"$f":"IF(ISNUMBER(P86),IF(O86=0,0,MAX(IF('1. Eff Raw Data'!$S$4:S$10000='2. Summary Eff Data'!B86,'1. Eff Raw Data'!$U$4:$U$10000))),\"--\")","v":"--"},{"$f":"IF(O86=0,0,IFERROR(GEOMEAN(IF('1. Eff Raw Data'!$S$4:S$10000='2. Summary Eff Data'!B86,'1. Eff Raw Data'!$V$4:$V$10000)),\"--\"))","v":"--"},{"$f":"IFERROR(AVERAGE(IF('1. Eff Raw Data'!$S$4:S$10000='2. Summary Eff Data'!B86,'1. Eff Raw Data'!$U$4:$U$10000)),\"--\")","v":"--"},"--",{"$f":"IF(ISNUMBER(P86),IF(O86=0,0,STDEV(IF('1. Eff Raw Data'!$S$4:S$10000='2. Summary Eff Data'!B86,'1. Eff Raw Data'!$U$4:$U$10000))),\"--\")","v":"--"}]
["Vinyl Chloride",75014,{"$f":"IF(ISBLANK('Parameter Information'!H87),\"--\",'Parameter Information'!H87)","v":0.5},"--",null,null,null,null,null,null,null,null,null,{"$f":"IF(ISNUMBER(P87),SUMIF('1. Eff Raw Data'!S$4:S$10000,'2. Summary Eff Data'!B87,'1. Eff Raw Data'!T$4:T$10000),\"--\")","v":"--"},"--",{"$f":"IF(COUNTIF('1. Eff Raw Data'!S$4:S$10000,'2. Summary Eff Data'!B87)=0,\"--\",COUNTIF('1. Eff Raw Data'!S$4:S$10000,'2. Summary Eff Data'!B87))","v":"--"},{"$f":"IF(ISNUMBER(P87),IF(O87=0,0,MAX(IF('1. Eff Raw Data'!$S$4:S$10000='2. Summary Eff Data'!B87,'1. Eff Raw Data'!$U$4:$U$10000))),\"--\")","v":"--"},{"$f":"IF(O87=0,0,IFERROR(GEOMEAN(IF('1. Eff Raw Data'!$S$4:S$10000='2. Summary Eff Data'!B87,'1. Eff Raw Data'!$V$4:$V$10000)),\"--\"))","v":"--"},{"$f":"IFERROR(AVERAGE(IF('1. Eff Raw Data'!$S$4:S$10000='2. Summary Eff Data'!B87,'1. Eff Raw Data'!$U$4:$U$10000)),\"--\")","v":"--"},"--",{"$f":"IF(ISNUMBER(P87),IF(O87=0,0,STDEV(IF('1. Eff Raw Data'!$S$4:S$10000='2. Summary Eff Data'!B87,'1. Eff Raw Data'!$U$4:$U$10000))),\"--\")","v":"--"}]
["Table 2:  Acid-extractable compounds"]
["p-chloro-m-cresol ",59507,{"$f":"IF(ISBLANK('Parameter Information'!H89),\"--\",'Parameter Information'!H89)","v":9},"--",null,null,null,null,null,null,null,null,null,{"$f":"IF(ISNUMBER(P89),SUMIF('1. Eff Raw Data'!S$4:S$10000,'2. Summary Eff Data'!B89,'1. Eff Raw Data'!T$4:T$10000),\"--\")","v":"--"},"--",{"$f":"IF(COUNTIF('1. Eff Raw Data'!S$4:S$10000,'2. Summary Eff Data'!B89)=0,\"--\",COUNTIF('1. Eff Raw Data'!S$4:S$10000,'2. Summary Eff Data'!B89))","v":"--"},{"$f":"IF(ISNUMBER(P89),IF(O89=0,0,MAX(IF('1. Eff Raw Data'!$S$4:S$10000='2. Summary Eff Data'!B89,'1. Eff Raw Data'!$U$4:$U$10000))),\"--\")","v":"--"},{"$f":"IF(O89=0,0,IFERROR(GEOMEAN(IF('1. Eff Raw Data'!$S$4:S$10000='2. Summary Eff Data'!B89,'1. Eff Raw Data'!$V$4:$V$10000)),\"--\"))","v":"--"},{"$f":"IFERROR(AVERAGE(IF('1. Eff Raw Data'!$S$4:S$10000='2. Summary Eff Data'!B89,'1. Eff Raw Data'!$U$4:$U$10000)),\"--\")","v":"--"},"--",{"$f":"IF(ISNUMBER(P89),IF(O89=0,0,STDEV(IF('1. Eff Raw Data'!$S$4:S$10000='2. Summary Eff Data'!B89,'1. Eff Raw Data'!$U$4:$U$10000))),\"--\")","v":"--"}]
["2-chlorophenol",95578,{"$f":"IF(ISBLANK('Parameter Information'!H90),\"--\",'Parameter Information'!H90)","v":9.9},"--",null,null,null,null,null,null,null,null,null,{"$f":"IF(ISNUMBER(P90),SUMIF('1. Eff Raw Data'!S$4:S$10000,'2. Summary Eff Data'!B90,'1. Eff Raw Data'!T$4:T$10000),\"--\")","v":"--"},"--",{"$f":"IF(COUNTIF('1. Eff Raw Data'!S$4:S$10000,'2. Summary Eff Data'!B90)=0,\"--\",COUNTIF('1. Eff Raw Data'!S$4:S$10000,'2. Summary Eff Data'!B90))","v":"--"},{"$f":"IF(ISNUMBER(P90),IF(O90=0,0,MAX(IF('1. Eff Raw Data'!$S$4:S$10000='2. Summary Eff Data'!B90,'1. Eff Raw Data'!$U$4:$U$10000))),\"--\")","v":"--"},{"$f":"IF(O90=0,0,IFERROR(GEOMEAN(IF('1. Eff Raw Data'!$S$4:S$10000='2. Summary Eff Data'!B90,'1. Eff Raw Data'!$V$4:$V$10000)),\"--\"))","v":"--"},{"$f":"IFERROR(AVERAGE(IF('1. Eff Raw Data'!$S$4:S$10000='2. Summary Eff Data'!B90,'1. Eff Raw Data'!$U$4:$U$10000)),\"--\")","v":"--"},{"$f":"IF(ISNUMBER(P90),IF(O90=0,0,IF(P90<10,0.6,U90/S90)),\"--\")","v":"--"},{"$f":"IF(ISNUMBER(P90),IF(O90=0,0,STDEV(IF('1. Eff Raw Data'!$S$4:S$10000='2. Summary Eff Data'!B90,'1. Eff Raw Data'!$U$4:$U$10000))),\"--\")","v":"--"}]
["2,4-dichlorophenol",120832,{"$f":"IF(ISBLANK('Parameter Information'!H91),\"--\",'Parameter Information'!H91)","v":8.1},"--",null,null,null,null,null,null,null,null,null,{"$f":"IF(ISNUMBER(P91),SUMIF('1. Eff Raw Data'!S$4:S$10000,'2. Summary Eff Data'!B91,'1. Eff Raw Data'!T$4:T$10000),\"--\")","v":"--"},{"$f":"IF(ISNUMBER(P91),P91-N91,\"--\")","v":"--"},{"$f":"IF(COUNTIF('1. Eff Raw Data'!S$4:S$10000,'2. Summary Eff Data'!B91)=0,\"--\",COUNTIF('1. Eff Raw Data'!S$4:S$10000,'2. Summary Eff Data'!B91))","v":"--"},{"$f":"IF(ISNUMBER(P91),IF(O91=0,0,MAX(IF('1. Eff Raw Data'!$S$4:S$10000='2. Summary Eff Data'!B91,'1. Eff Raw Data'!$U$4:$U$10000))),\"--\")","v":"--"},{"$f":"IF(O91=0,0,IFERROR(GEOMEAN(IF('1. Eff Raw Data'!$S$4:S$10000='2. Summary Eff Data'!B91,'1. Eff Raw Data'!$V$4:$V$10000)),\"--\"))","v":"--"},{"$f":"IFERROR(AVERAGE(IF('1. Eff Raw Data'!$S$4:S$10000='2. Summary Eff Data'!B91,'1. Eff Raw Data'!$U$4:$U$10000)),\"--\")","v":"--"},"--",{"$f":"IF(ISNUMBER(P91),IF(O91=0,0,STDEV(IF('1. Eff Raw Data'!$S$4:S$10000='2. Summary Eff Data'!B91,'1. Eff Raw Data'!$U$4:$U$10000))),\"--\")","v":"--"}]
["2,4-dimethylphenol",105679,{"$f":"IF(ISBLANK('Parameter Information'!H92),\"--\",'Parameter Information'!H92)","v":8.1},"--",null,null,null,null,null,null,null,null,null,{"$f":"IF(ISNUMBER(P92),SUMIF('1. Eff Raw Data'!S$4:S$10000,'2. Summary Eff Data'!B92,'1. Eff Raw Data'!T$4:T$10000),\"--\")","v":"--"},"--",{"$f":"IF(COUNTIF('1. Eff Raw Data'!S$4:S$10000,'2. Summary Eff Data'!B92)=0,\"--\",COUNTIF('1. Eff Raw Data'!S$4:S$10000,'2. Summary Eff Data'!B92))","v":"--"},{"$f":"IF(ISNUMBER(P92),IF(O92=0,0,MAX(IF('1. Eff Raw Data'!$S$4:S$10000='2. Summary Eff Data'!B92,'1. Eff Raw Data'!$U$4:$U$10000))),\"--\")","v":"--"},{"$f":"IF(O92=0,0,IFERROR(GEOMEAN(IF('1. Eff Raw Data'!$S$4:S$10000='2. Summary Eff Data'!B92,'1. Eff Raw Data'!$V$4:$V$10000)),\"--\"))","v":"--"},{"$f":"IFERROR(AVERAGE(IF('1. Eff Raw Data'!$S$4:S$10000='2. Summary Eff Data'!B92,'1. Eff Raw Data'!$U$4:$U$10000)),\"--\")","v":"--"},"--",{"$f":"IF(ISNUMBER(P92),IF(O92=0,0,STDEV(IF('1. Eff Raw Data'!$S$4:S$10000='2. Summary Eff Data'!B92,'1. Eff Raw Data'!$U$4:$U$10000))),\"--\")","v":"--"}]
["4,6-dinitro-o-cresol",534521,{"$f":"IF(ISBLANK('Parameter Information'!H93),\"--\",'Parameter Information'!H93)","v":4.5999999999999996},"Methyl-4, 6-dinitrophenol 2",null,null,null,null,null,null,null,null,null,{"$f":"IF(ISNUMBER(P93),SUMIF('1. Eff Raw Data'!S$4:S$10000,'2. Summary Eff Data'!B93,'1. Eff Raw Data'!T$4:T$10000),\"--\")","v":"--"},"--",{"$f":"IF(COUNTIF('1. Eff Raw Data'!S$4:S$10000,'2. Summary Eff Data'!B93)=0,\"--\",COUNTIF('1. Eff Raw Data'!S$4:S$10000,'2. Summary Eff Data'!B93))","v":"--"},{"$f":"IF(ISNUMBER(P93),IF(O93=0,0,MAX(IF('1. Eff Raw Data'!$S$4:S$10000='2. Summary Eff Data'!B93,'1. Eff Raw Data'!$U$4:$U$10000))),\"--\")","v":"--"},{"$f":"IF(O93=0,0,IFERROR(GEOMEAN(IF('1. Eff Raw Data'!$S$4:S$10000='2. Summary Eff Data'!B93,'1. Eff Raw Data'!$V$4:$V$10000)),\"--\"))","v":"--"},{"$f":"IFERROR(AVERAGE(IF('1. Eff Raw Data'!$S$4:S$10000='2. Summary Eff Data'!B93,'1. Eff Raw Data'!$U$4:$U$10000)),\"--\")","v":"--"},"--",{"$f":"IF(ISNUMBER(P93),IF(O93=0,0,STDEV(IF('1. Eff Raw Data'!$S$4:S$10000='2. Summary Eff Data'!B93,'1. Eff Raw Data'!$U$4:$U$10000))),\"--\")","v":"--"}]
["2,4-dinitrophenol",51285,{"$f":"IF(ISBLANK('Parameter Information'!H94),\"--\",'Parameter Information'!H94)","v":31},"--",null,null,null,null,null,null,null,null,null,{"$f":"IF(ISNUMBER(P94),SUMIF('1. Eff Raw Data'!S$4:S$10000,'2. Summary Eff Data'!B94,'1. Eff Raw Data'!T$4:T$10000),\"--\")","v":"--"},"--",{"$f":"IF(COUNTIF('1. Eff Raw Data'!S$4:S$10000,'2. Summary Eff Data'!B94)=0,\"--\",COUNTIF('1. Eff Raw Data'!S$4:S$10000,'2. Summary Eff Data'!B94))","v":"--"},{"$f":"IF(ISNUMBER(P94),IF(O94=0,0,MAX(IF('1. Eff Raw Data'!$S$4:S$10000='2. Summary Eff Data'!B94,'1. Eff Raw Data'!$U$4:$U$10000))),\"--\")","v":"--"},{"$f":"IF(O94=0,0,IFERROR(GEOMEAN(IF('1. Eff Raw Data'!$S$4:S$10000='2. Summary Eff Data'!B94,'1. Eff Raw Data'!$V$4:$V$10000)),\"--\"))","v":"--"},{"$f":"IFERROR(AVERAGE(IF('1. Eff Raw Data'!$S$4:S$10000='2. Summary Eff Data'!B94,'1. Eff Raw Data'!$U$4:$U$10000)),\"--\")","v":"--"},"--",{"$f":"IF(ISNUMBER(P94),IF(O94=0,0,STDEV(IF('1. Eff Raw Data'!$S$4:S$10000='2. Summary Eff Data'!B94,'1. Eff Raw Data'!$U$4:$U$10000))),\"--\")","v":"--"}]
["2-nitrophenol",88755,{"$f":"IF(ISBLANK('Parameter Information'!H95),\"--\",'Parameter Information'!H95)","v":10.8},"--",null,null,null,null,null,null,null,null,null,{"$f":"IF(ISNUMBER(P95),SUMIF('1. Eff Raw Data'!S$4:S$10000,'2. Summary Eff Data'!B95,'1. Eff Raw Data'!T$4:T$10000),\"--\")","v":"--"},"--",{"$f":"IF(COUNTIF('1. Eff Raw Data'!S$4:S$10000,'2. Summary Eff Data'!B95)=0,\"--\",COUNTIF('1. Eff Raw Data'!S$4:S$10000,'2. Summary Eff Data'!B95))","v":"--"},{"$f":"IF(ISNUMBER(P95),IF(O95=0,0,MAX(IF('1. Eff Raw Data'!$S$4:S$10000='2. Summary Eff Data'!B95,'1. Eff Raw Data'!$U$4:$U$10000))),\"--\")","v":"--"},{"$f":"IF(O95=0,0,IFERROR(GEOMEAN(IF('1. Eff Raw Data'!$S$4:S$10000='2. Summary Eff Data'!B95,'1. Eff Raw Data'!$V$4:$V$10000)),\"--\"))","v":"--"},{"$f":"IFERROR(AVERAGE(IF('1. Eff Raw Data'!$S$4:S$10000='2. Summary Eff Data'!B95,'1. Eff Raw Data'!$U$4:$U$10000)),\"--\")","v":"--"},"--",{"$f":"IF(ISNUMBER(P95),IF(O95=0,0,STDEV(IF('1. Eff Raw Data'!$S$4:S$10000='2. Summary Eff Data'!B95,'1. Eff Raw Data'!$U$4:$U$10000))),\"--\")","v":"--"}]
["4-nitrophenol",100027,{"$f":"IF(ISBLANK('Parameter Information'!H96),\"--\",'Parameter Information'!H96)","v":7.2},"--",null,null,null,null,null,null,null,null,null,{"$f":"IF(ISNUMBER(P96),SUMIF('1. Eff Raw Data'!S$4:S$10000,'2. Summary Eff Data'!B96,'1. Eff Raw Data'!T$4:T$10000),\"--\")","v":"--"},"--",{"$f":"IF(COUNTIF('1. Eff Raw Data'!S$4:S$10000,'2. Summary Eff Data'!B96)=0,\"--\",COUNTIF('1. Eff Raw Data'!S$4:S$10000,'2. Summary Eff Data'!B96))","v":"--"},{"$f":"IF(ISNUMBER(P96),IF(O96=0,0,MAX(IF('1. Eff Raw Data'!$S$4:S$10000='2. Summary Eff Data'!B96,'1. Eff Raw Data'!$U$4:$U$10000))),\"--\")","v":"--"},{"$f":"IF(O96=0,0,IFERROR(GEOMEAN(IF('1. Eff Raw Data'!$S$4:S$10000='2. Summary Eff Data'!B96,'1. Eff Raw Data'!$V$4:$V$10000)),\"--\"))","v":"--"},{"$f":"IFERROR(AVERAGE(IF('1. Eff Raw Data'!$S$4:S$10000='2. Summary Eff Data'!B96,'1. Eff Raw Data'!$U$4:$U$10000)),\"--\")","v":"--"},"--",{"$f":"IF(ISNUMBER(P96),IF(O96=0,0,STDEV(IF('1. Eff Raw Data'!$S$4:S$10000='2. Summary Eff Data'!B96,'1. Eff Raw Data'!$U$4:$U$10000))),\"--\")","v":"--"}]
["Pentachlorophenol",87865,{"$f":"IF(ISBLANK('Parameter Information'!H97),\"--\",'Parameter Information'!H97)","v":1},"--",null,null,null,null,null,null,null,null,null,{"$f":"IF(ISNUMBER(P97),SUMIF('1. Eff Raw Data'!S$4:S$10000,'2. Summary Eff Data'!B97,'1. Eff Raw Data'!T$4:T$10000),\"--\")","v":"--"},"--",{"$f":"IF(COUNTIF('1. Eff Raw Data'!S$4:S$10000,'2. Summary Eff Data'!B97)=0,\"--\",COUNTIF('1. Eff Raw Data'!S$4:S$10000,'2. Summary Eff Data'!B97))","v":"--"},{"$f":"IF(ISNUMBER(P97),IF(O97=0,0,MAX(IF('1. Eff Raw Data'!$S$4:S$10000='2. Summary Eff Data'!B97,'1. Eff Raw Data'!$U$4:$U$10000))),\"--\")","v":"--"},{"$f":"IF(O97=0,0,IFERROR(GEOMEAN(IF('1. Eff Raw Data'!$S$4:S$10000='2. Summary Eff Data'!B97,'1. Eff Raw Data'!$V$4:$V$10000)),\"--\"))","v":"--"},{"$f":"IFERROR(AVERAGE(IF('1. Eff Raw Data'!$S$4:S$10000='2. Summary Eff Data'!B97,'1. Eff Raw Data'!$U$4:$U$10000)),\"--\")","v":"--"},"--",{"$f":"IF(ISNUMBER(P97),IF(O97=0,0,STDEV(IF('1. Eff Raw Data'!$S$4:S$10000='2. Summary Eff Data'!B97,'1. Eff Raw Data'!$U$4:$U$10000))),\"--\")","v":"--"}]
["Phenol",108952,{"$f":"IF(ISBLANK('Parameter Information'!H98),\"--\",'Parameter Information'!H98)","v":4.5},"--",null,null,null,null,null,null,null,null,null,{"$f":"IF(ISNUMBER(P98),SUMIF('1. Eff Raw Data'!S$4:S$10000,'2. Summary Eff Data'!B98,'1. Eff Raw Data'!T$4:T$10000),\"--\")","v":"--"},"--",{"$f":"IF(COUNTIF('1. Eff Raw Data'!S$4:S$10000,'2. Summary Eff Data'!B98)=0,\"--\",COUNTIF('1. Eff Raw Data'!S$4:S$10000,'2. Summary Eff Data'!B98))","v":"--"},{"$f":"IF(ISNUMBER(P98),IF(O98=0,0,MAX(IF('1. Eff Raw Data'!$S$4:S$10000='2. Summary Eff Data'!B98,'1. Eff Raw Data'!$U$4:$U$10000))),\"--\")","v":"--"},{"$f":"IF(O98=0,0,IFERROR(GEOMEAN(IF('1. Eff Raw Data'!$S$4:S$10000='2. Summary Eff Data'!B98,'1. Eff Raw Data'!$V$4:$V$10000)),\"--\"))","v":"--"},{"$f":"IFERROR(AVERAGE(IF('1. Eff Raw Data'!$S$4:S$10000='2. Summary Eff Data'!B98,'1. Eff Raw Data'!$U$4:$U$10000)),\"--\")","v":"--"},"--",{"$f":"IF(ISNUMBER(P98),IF(O98=0,0,STDEV(IF('1. Eff Raw Data'!$S$4:S$10000='2. Summary Eff Data'!B98,'1. Eff Raw Data'!$U$4:$U$10000))),\"--\")","v":"--"}]
["2,4,5-trichlorophenol",95954,{"$f":"IF(ISBLANK('Parameter Information'!H99),\"--\",'Parameter Information'!H99)","v":165},"--",null,null,null,null,null,null,null,null,null,{"$f":"IF(ISNUMBER(P99),SUMIF('1. Eff Raw Data'!S$4:S$10000,'2. Summary Eff Data'!B99,'1. Eff Raw Data'!T$4:T$10000),\"--\")","v":"--"},"--",{"$f":"IF(COUNTIF('1. Eff Raw Data'!S$4:S$10000,'2. Summary Eff Data'!B99)=0,\"--\",COUNTIF('1. Eff Raw Data'!S$4:S$10000,'2. Summary Eff Data'!B99))","v":"--"},{"$f":"IF(ISNUMBER(P99),IF(O99=0,0,MAX(IF('1. Eff Raw Data'!$S$4:S$10000='2. Summary Eff Data'!B99,'1. Eff Raw Data'!$U$4:$U$10000))),\"--\")","v":"--"},{"$f":"IF(O99=0,0,IFERROR(GEOMEAN(IF('1. Eff Raw Data'!$S$4:S$10000='2. Summary Eff Data'!B99,'1. Eff Raw Data'!$V$4:$V$10000)),\"--\"))","v":"--"},{"$f":"IFERROR(AVERAGE(IF('1. Eff Raw Data'!$S$4:S$10000='2. Summary Eff Data'!B99,'1. Eff Raw Data'!$U$4:$U$10000)),\"--\")","v":"--"},"--",{"$f":"IF(ISNUMBER(P99),IF(O99=0,0,STDEV(IF('1. Eff Raw Data'!$S$4:S$10000='2. Summary Eff Data'!B99,'1. Eff Raw Data'!$U$4:$U$10000))),\"--\")","v":"--"}]
["2,4,6-trichlorophenol",88062,{"$f":"IF(ISBLANK('Parameter Information'!H100),\"--\",'Parameter Information'!H100)","v":1},"--",null,null,null,null,null,null,null,null,null,{"$f":"IF(ISNUMBER(P100),SUMIF('1. Eff Raw Data'!S$4:S$10000,'2. Summary Eff Data'!B100,'1. Eff Raw Data'!T$4:T$10000),\"--\")","v":"--"},"--",{"$f":"IF(COUNTIF('1. Eff Raw Data'!S$4:S$10000,'2. Summary Eff Data'!B100)=0,\"--\",COUNTIF('1. Eff Raw Data'!S$4:S$10000,'2. Summary Eff Data'!B100))","v":"--"},{"$f":"IF(ISNUMBER(P100),IF(O100=0,0,MAX(IF('1. Eff Raw Data'!$S$4:S$10000='2. Summary Eff Data'!B100,'1. Eff Raw Data'!$U$4:$U$10000))),\"--\")","v":"--"},{"$f":"IF(O100=0,0,IFERROR(GEOMEAN(IF('1. Eff Raw Data'!$S$4:S$10000='2. Summary Eff Data'!B100,'1. Eff Raw Data'!$V$4:$V$10000)),\"--\"))","v":"--"},{"$f":"IFERROR(AVERAGE(IF('1. Eff Raw Data'!$S$4:S$10000='2. Summary Eff Data'!B100,'1. Eff Raw Data'!$U$4:$U$10000)),\"--\")","v":"--"},"--",{"$f":"IF(ISNUMBER(P100),IF(O100=0,0,STDEV(IF('1. Eff Raw Data'!$S$4:S$10000='2. Summary Eff Data'!B100,'1. Eff Raw Data'!$U$4:$U$10000))),\"--\")","v":"--"}]
["Table 2:  Base-neutral compounds"]
["Acenaphthene",83329,{"$f":"IF(ISBLANK('Parameter Information'!H102),\"--\",'Parameter Information'!H102)","v":5.7},"--",null,null,null,null,null,null,null,null,null,{"$f":"IF(ISNUMBER(P102),SUMIF('1. Eff Raw Data'!S$4:S$10000,'2. Summary Eff Data'!B102,'1. Eff Raw Data'!T$4:T$10000),\"--\")","v":"--"},"--",{"$f":"IF(COUNTIF('1. Eff Raw Data'!S$4:S$10000,'2. Summary Eff Data'!B102)=0,\"--\",COUNTIF('1. Eff Raw Data'!S$4:S$10000,'2. Summary Eff Data'!B102))","v":"--"},{"$f":"IF(ISNUMBER(P102),IF(O102=0,0,MAX(IF('1. Eff Raw Data'!$S$4:S$10000='2. Summary Eff Data'!B102,'1. Eff Raw Data'!$U$4:$U$10000))),\"--\")","v":"--"},{"$f":"IF(O102=0,0,IFERROR(GEOMEAN(IF('1. Eff Raw Data'!$S$4:S$10000='2. Summary Eff Data'!B102,'1. Eff Raw Data'!$V$4:$V$10000)),\"--\"))","v":"--"},{"$f":"IFERROR(AVERAGE(IF('1. Eff Raw Data'!$S$4:S$10000='2. Summary Eff Data'!B102,'1. Eff Raw Data'!$U$4:$U$10000)),\"--\")","v":"--"},"--",{"$f":"IF(ISNUMBER(P102),IF(O102=0,0,STDEV(IF('1. Eff Raw Data'!$S$4:S$10000='2. Summary Eff Data'!B102,'1. Eff Raw Data'!$U$4:$U$10000))),\"--\")","v":"--"}]
["Acenaphthylene",208968,{"$f":"IF(ISBLANK('Parameter Information'!H103),\"--\",'Parameter Information'!H103)","v":10.5},"--",null,null,null,null,null,null,null,null,null,{"$f":"IF(ISNUMBER(P103),SUMIF('1. Eff Raw Data'!S$4:S$10000,'2. Summary Eff Data'!B103,'1. Eff Raw Data'!T$4:T$10000),\"--\")","v":"--"},"--",{"$f":"IF(COUNTIF('1. Eff Raw Data'!S$4:S$10000,'2. Summary Eff Data'!B103)=0,\"--\",COUNTIF('1. Eff Raw Data'!S$4:S$10000,'2. Summary Eff Data'!B103))","v":"--"},{"$f":"IF(ISNUMBER(P103),IF(O103=0,0,MAX(IF('1. Eff Raw Data'!$S$4:S$10000='2. Summary Eff Data'!B103,'1. Eff Raw Data'!$U$4:$U$10000))),\"--\")","v":"--"},{"$f":"IF(O103=0,0,IFERROR(GEOMEAN(IF('1. Eff Raw Data'!$S$4:S$10000='2. Summary Eff Data'!B103,'1. Eff Raw Data'!$V$4:$V$10000)),\"--\"))","v":"--"},{"$f":"IFERROR(AVERAGE(IF('1. Eff Raw Data'!$S$4:S$10000='2. Summary Eff Data'!B103,'1. Eff Raw Data'!$U$4:$U$10000)),\"--\")","v":"--"},"--",{"$f":"IF(ISNUMBER(P103),IF(O103=0,0,STDEV(IF('1. Eff Raw Data'!$S$4:S$10000='2. Summary Eff Data'!B103,'1. Eff Raw Data'!$U$4:$U$10000))),\"--\")","v":"--"}]
["Anthracene",120127,{"$f":"IF(ISBLANK('Parameter Information'!H104),\"--\",'Parameter Information'!H104)","v":5.7},"--",null,null,null,null,null,null,null,null,null,{"$f":"IF(ISNUMBER(P104),SUMIF('1. Eff Raw Data'!S$4:S$10000,'2. Summary Eff Data'!B104,'1. Eff Raw Data'!T$4:T$10000),\"--\")","v":"--"},"--",{"$f":"IF(COUNTIF('1. Eff Raw Data'!S$4:S$10000,'2. Summary Eff Data'!B104)=0,\"--\",COUNTIF('1. Eff Raw Data'!S$4:S$10000,'2. Summary Eff Data'!B104))","v":"--"},{"$f":"IF(ISNUMBER(P104),IF(O104=0,0,MAX(IF('1. Eff Raw Data'!$S$4:S$10000='2. Summary Eff Data'!B104,'1. Eff Raw Data'!$U$4:$U$10000))),\"--\")","v":"--"},{"$f":"IF(O104=0,0,IFERROR(GEOMEAN(IF('1. Eff Raw Data'!$S$4:S$10000='2. Summary Eff Data'!B104,'1. Eff Raw Data'!$V$4:$V$10000)),\"--\"))","v":"--"},{"$f":"IFERROR(AVERAGE(IF('1. Eff Raw Data'!$S$4:S$10000='2. Summary Eff Data'!B104,'1. Eff Raw Data'!$U$4:$U$10000)),\"--\")","v":"--"},"--",{"$f":"IF(ISNUMBER(P104),IF(O104=0,0,STDEV(IF('1. Eff Raw Data'!$S$4:S$10000='2. Summary Eff Data'!B104,'1. Eff Raw Data'!$U$4:$U$10000))),\"--\")","v":"--"}]
["Azobenzene",103333,{"$f":"IF(ISBLANK('Parameter Information'!H105),\"--\",'Parameter Information'!H105)","v":20},"Azobenzene is surrogate for 1,2 diphenylhdrazine",null,null,null,null,null,null,null,null,null,{"$f":"IF(ISNUMBER(P105),SUMIF('1. Eff Raw Data'!S$4:S$10000,'2. Summary Eff Data'!B105,'1. Eff Raw Data'!T$4:T$10000),\"--\")","v":"--"},"--",{"$f":"IF(COUNTIF('1. Eff Raw Data'!S$4:S$10000,'2. Summary Eff Data'!B105)=0,\"--\",COUNTIF('1. Eff Raw Data'!S$4:S$10000,'2. Summary Eff Data'!B105))","v":"--"},{"$f":"IF(ISNUMBER(P105),IF(O105=0,0,MAX(IF('1. Eff Raw Data'!$S$4:S$10000='2. Summary Eff Data'!B105,'1. Eff Raw Data'!$U$4:$U$10000))),\"--\")","v":"--"},{"$f":"IF(O105=0,0,IFERROR(GEOMEAN(IF('1. Eff Raw Data'!$S$4:S$10000='2. Summary Eff Data'!B105,'1. Eff Raw Data'!$V$4:$V$10000)),\"--\"))","v":"--"},{"$f":"IFERROR(AVERAGE(IF('1. Eff Raw Data'!$S$4:S$10000='2. Summary Eff Data'!B105,'1. Eff Raw Data'!$U$4:$U$10000)),\"--\")","v":"--"},"--",{"$f":"IF(ISNUMBER(P105),IF(O105=0,0,STDEV(IF('1. Eff Raw Data'!$S$4:S$10000='2. Summary Eff Data'!B105,'1. Eff Raw Data'!$U$4:$U$10000))),\"--\")","v":"--"}]
["Benzidine",92875,{"$f":"IF(ISBLANK('Parameter Information'!H106),\"--\",'Parameter Information'!H106)","v":10},"--",null,null,null,null,null,null,null,null,null,{"$f":"IF(ISNUMBER(P106),SUMIF('1. Eff Raw Data'!S$4:S$10000,'2. Summary Eff Data'!B106,'1. Eff Raw Data'!T$4:T$10000),\"--\")","v":"--"},"--",{"$f":"IF(COUNTIF('1. Eff Raw Data'!S$4:S$10000,'2. Summary Eff Data'!B106)=0,\"--\",COUNTIF('1. Eff Raw Data'!S$4:S$10000,'2. Summary Eff Data'!B106))","v":"--"},{"$f":"IF(ISNUMBER(P106),IF(O106=0,0,MAX(IF('1. Eff Raw Data'!$S$4:S$10000='2. Summary Eff Data'!B106,'1. Eff Raw Data'!$U$4:$U$10000))),\"--\")","v":"--"},{"$f":"IF(O106=0,0,IFERROR(GEOMEAN(IF('1. Eff Raw Data'!$S$4:S$10000='2. Summary Eff Data'!B106,'1. Eff Raw Data'!$V$4:$V$10000)),\"--\"))","v":"--"},{"$f":"IFERROR(AVERAGE(IF('1. Eff Raw Data'!$S$4:S$10000='2. Summary Eff Data'!B106,'1. Eff Raw Data'!$U$4:$U$10000)),\"--\")","v":"--"},"--",{"$f":"IF(ISNUMBER(P106),IF(O106=0,0,STDEV(IF('1. Eff Raw Data'!$S$4:S$10000='2. Summary Eff Data'!B106,'1. Eff Raw Data'!$U$4:$U$10000))),\"--\")","v":"--"}]
["Benzo(a)anthracene",56553,{"$f":"IF(ISBLANK('Parameter Information'!H107),\"--\",'Parameter Information'!H107)","v":0.5},"--",null,null,null,null,null,null,null,null,null,{"$f":"IF(ISNUMBER(P107),SUMIF('1. Eff Raw Data'!S$4:S$10000,'2. Summary Eff Data'!B107,'1. Eff Raw Data'!T$4:T$10000),\"--\")","v":"--"},"--",{"$f":"IF(COUNTIF('1. Eff Raw Data'!S$4:S$10000,'2. Summary Eff Data'!B107)=0,\"--\",COUNTIF('1. Eff Raw Data'!S$4:S$10000,'2. Summary Eff Data'!B107))","v":"--"},{"$f":"IF(ISNUMBER(P107),IF(O107=0,0,MAX(IF('1. Eff Raw Data'!$S$4:S$10000='2. Summary Eff Data'!B107,'1. Eff Raw Data'!$U$4:$U$10000))),\"--\")","v":"--"},{"$f":"IF(O107=0,0,IFERROR(GEOMEAN(IF('1. Eff Raw Data'!$S$4:S$10000='2. Summary Eff Data'!B107,'1. Eff Raw Data'!$V$4:$V$10000)),\"--\"))","v":"--"},{"$f":"IFERROR(AVERAGE(IF('1. Eff Raw Data'!$S$4:S$10000='2. Summary Eff Data'!B107,'1. Eff Raw Data'!$U$4:$U$10000)),\"--\")","v":"--"},"--",{"$f":"IF(ISNUMBER(P107),IF(O107=0,0,STDEV(IF('1. Eff Raw Data'!$S$4:S$10000='2. Summary Eff Data'!B107,'1. Eff Raw Data'!$U$4:$U$10000))),\"--\")","v":"--"}]
["Benzo(a)pyrene",50328,{"$f":"IF(ISBLANK('Parameter Information'!H108),\"--\",'Parameter Information'!H108)","v":0.5},"--",null,null,null,null,null,null,null,null,null,{"$f":"IF(ISNUMBER(P108),SUMIF('1. Eff Raw Data'!S$4:S$10000,'2. Summary Eff Data'!B108,'1. Eff Raw Data'!T$4:T$10000),\"--\")","v":"--"},"--",{"$f":"IF(COUNTIF('1. Eff Raw Data'!S$4:S$10000,'2. Summary Eff Data'!B108)=0,\"--\",COUNTIF('1. Eff Raw Data'!S$4:S$10000,'2. Summary Eff Data'!B108))","v":"--"},{"$f":"IF(ISNUMBER(P108),IF(O108=0,0,MAX(IF('1. Eff Raw Data'!$S$4:S$10000='2. Summary Eff Data'!B108,'1. Eff Raw Data'!$U$4:$U$10000))),\"--\")","v":"--"},{"$f":"IF(O108=0,0,IFERROR(GEOMEAN(IF('1. Eff Raw Data'!$S$4:S$10000='2. Summary Eff Data'!B108,'1. Eff Raw Data'!$V$4:$V$10000)),\"--\"))","v":"--"},{"$f":"IFERROR(AVERAGE(IF('1. Eff Raw Data'!$S$4:S$10000='2. Summary Eff Data'!B108,'1. Eff Raw Data'!$U$4:$U$10000)),\"--\")","v":"--"},"--",{"$f":"IF(ISNUMBER(P108),IF(O108=0,0,STDEV(IF('1. Eff Raw Data'!$S$4:S$10000='2. Summary Eff Data'!B108,'1. Eff Raw Data'!$U$4:$U$10000))),\"--\")","v":"--"}]
["Benzo(b)fluoranthene",205992,{"$f":"IF(ISBLANK('Parameter Information'!H109),\"--\",'Parameter Information'!H109)","v":0.5},"Benzo(b)fluoranthene 3,4",null,null,null,null,null,null,null,null,null,{"$f":"IF(ISNUMBER(P109),SUMIF('1. Eff Raw Data'!S$4:S$10000,'2. Summary Eff Data'!B109,'1. Eff Raw Data'!T$4:T$10000),\"--\")","v":"--"},"--",{"$f":"IF(COUNTIF('1. Eff Raw Data'!S$4:S$10000,'2. Summary Eff Data'!B109)=0,\"--\",COUNTIF('1. Eff Raw Data'!S$4:S$10000,'2. Summary Eff Data'!B109))","v":"--"},{"$f":"IF(ISNUMBER(P109),IF(O109=0,0,MAX(IF('1. Eff Raw Data'!$S$4:S$10000='2. Summary Eff Data'!B109,'1. Eff Raw Data'!$U$4:$U$10000))),\"--\")","v":"--"},{"$f":"IF(O109=0,0,IFERROR(GEOMEAN(IF('1. Eff Raw Data'!$S$4:S$10000='2. Summary Eff Data'!B109,'1. Eff Raw Data'!$V$4:$V$10000)),\"--\"))","v":"--"},{"$f":"IFERROR(AVERAGE(IF('1. Eff Raw Data'!$S$4:S$10000='2. Summary Eff Data'!B109,'1. Eff Raw Data'!$U$4:$U$10000)),\"--\")","v":"--"},"--",{"$f":"IF(ISNUMBER(P109),IF(O109=0,0,STDEV(IF('1. Eff Raw Data'!$S$4:S$10000='2. Summary Eff Data'!B109,'1. Eff Raw Data'!$U$4:$U$10000))),\"--\")","v":"--"}]
["Benzo(ghi)perylene",191242,{"$f":"IF(ISBLANK('Parameter Information'!H110),\"--\",'Parameter Information'!H110)","v":12.3},"--",null,null,null,null,null,null,null,null,null,{"$f":"IF(ISNUMBER(P110),SUMIF('1. Eff Raw Data'!S$4:S$10000,'2. Summary Eff Data'!B110,'1. Eff Raw Data'!T$4:T$10000),\"--\")","v":"--"},"--",{"$f":"IF(COUNTIF('1. Eff Raw Data'!S$4:S$10000,'2. Summary Eff Data'!B110)=0,\"--\",COUNTIF('1. Eff Raw Data'!S$4:S$10000,'2. Summary Eff Data'!B110))","v":"--"},{"$f":"IF(ISNUMBER(P110),IF(O110=0,0,MAX(IF('1. Eff Raw Data'!$S$4:S$10000='2. Summary Eff Data'!B110,'1. Eff Raw Data'!$U$4:$U$10000))),\"--\")","v":"--"},{"$f":"IF(O110=0,0,IFERROR(GEOMEAN(IF('1. Eff Raw Data'!$S$4:S$10000='2. Summary Eff Data'!B110,'1. Eff Raw Data'!$V$4:$V$10000)),\"--\"))","v":"--"},{"$f":"IFERROR(AVERAGE(IF('1. Eff Raw Data'!$S$4:S$10000='2. Summary Eff Data'!B110,'1. Eff Raw Data'!$U$4:$U$10000)),\"--\")","v":"--"},"--",{"$f":"IF(ISNUMBER(P110),IF(O110=0,0,STDEV(IF('1. Eff Raw Data'!$S$4:S$10000='2. Summary Eff Data'!B110,'1. Eff Raw Data'!$U$4:$U$10000))),\"--\")","v":"--"}]
["Benzo(k)fluoranthene",207089,{"$f":"IF(ISBLANK('Parameter Information'!H111),\"--\",'Parameter Information'!H111)","v":0.5},"--",null,null,null,null,null,null,null,null,null,{"$f":"IF(ISNUMBER(P111),SUMIF('1. Eff Raw Data'!S$4:S$10000,'2. Summary Eff Data'!B111,'1. Eff Raw Data'!T$4:T$10000),\"--\")","v":"--"},"--",{"$f":"IF(COUNTIF('1. Eff Raw Data'!S$4:S$10000,'2. Summary Eff Data'!B111)=0,\"--\",COUNTIF('1. Eff Raw Data'!S$4:S$10000,'2. Summary Eff Data'!B111))","v":"--"},{"$f":"IF(ISNUMBER(P111),IF(O111=0,0,MAX(IF('1. Eff Raw Data'!$S$4:S$10000='2. Summary Eff Data'!B111,'1. Eff Raw Data'!$U$4:$U$10000))),\"--\")","v":"--"},{"$f":"IF(O111=0,0,IFERROR(GEOMEAN(IF('1. Eff Raw Data'!$S$4:S$10000='2. Summary Eff Data'!B111,'1. Eff Raw Data'!$V$4:$V$10000)),\"--\"))","v":"--"},{"$f":"IFERROR(AVERAGE(IF('1. Eff Raw Data'!$S$4:S$10000='2. Summary Eff Data'!B111,'1. Eff Raw Data'!$U$4:$U$10000)),\"--\")","v":"--"},"--",{"$f":"IF(ISNUMBER(P111),IF(O111=0,0,STDEV(IF('1. Eff Raw Data'!$S$4:S$10000='2. Summary Eff Data'!B111,'1. Eff Raw Data'!$U$4:$U$10000))),\"--\")","v":"--"}]
["Bis (2-chloroethoxy) methane",111911,{"$f":"IF(ISBLANK('Parameter Information'!H112),\"--\",'Parameter Information'!H112)","v":15.9},"--",null,null,null,null,null,null,null,null,null,{"$f":"IF(ISNUMBER(P112),SUMIF('1. Eff Raw Data'!S$4:S$10000,'2. Summary Eff Data'!B112,'1. Eff Raw Data'!T$4:T$10000),\"--\")","v":"--"},"--",{"$f":"IF(COUNTIF('1. Eff Raw Data'!S$4:S$10000,'2. Summary Eff Data'!B112)=0,\"--\",COUNTIF('1. Eff Raw Data'!S$4:S$10000,'2. Summary Eff Data'!B112))","v":"--"},{"$f":"IF(ISNUMBER(P112),IF(O112=0,0,MAX(IF('1. Eff Raw Data'!$S$4:S$10000='2. Summary Eff Data'!B112,'1. Eff Raw Data'!$U$4:$U$10000))),\"--\")","v":"--"},{"$f":"IF(O112=0,0,IFERROR(GEOMEAN(IF('1. Eff Raw Data'!$S$4:S$10000='2. Summary Eff Data'!B112,'1. Eff Raw Data'!$V$4:$V$10000)),\"--\"))","v":"--"},{"$f":"IFERROR(AVERAGE(IF('1. Eff Raw Data'!$S$4:S$10000='2. Summary Eff Data'!B112,'1. Eff Raw Data'!$U$4:$U$10000)),\"--\")","v":"--"},"--",{"$f":"IF(ISNUMBER(P112),IF(O112=0,0,STDEV(IF('1. Eff Raw Data'!$S$4:S$10000='2. Summary Eff Data'!B112,'1. Eff Raw Data'!$U$4:$U$10000))),\"--\")","v":"--"}]
["Bis(2-chloroethyl)ether",111444,{"$f":"IF(ISBLANK('Parameter Information'!H113),\"--\",'Parameter Information'!H113)","v":1},"--",null,null,null,null,null,null,null,null,null,{"$f":"IF(ISNUMBER(P113),SUMIF('1. Eff Raw Data'!S$4:S$10000,'2. Summary Eff Data'!B113,'1. Eff Raw Data'!T$4:T$10000),\"--\")","v":"--"},"--",{"$f":"IF(COUNTIF('1. Eff Raw Data'!S$4:S$10000,'2. Summary Eff Data'!B113)=0,\"--\",COUNTIF('1. Eff Raw Data'!S$4:S$10000,'2. Summary Eff Data'!B113))","v":"--"},{"$f":"IF(ISNUMBER(P113),IF(O113=0,0,MAX(IF('1. Eff Raw Data'!$S$4:S$10000='2. Summary Eff Data'!B113,'1. Eff Raw Data'!$U$4:$U$10000))),\"--\")","v":"--"},{"$f":"IF(O113=0,0,IFERROR(GEOMEAN(IF('1. Eff Raw Data'!$S$4:S$10000='2. Summary Eff Data'!B113,'1. Eff Raw Data'!$V$4:$V$10000)),\"--\"))","v":"--"},{"$f":"IFERROR(AVERAGE(IF('1. Eff Raw Data'!$S$4:S$10000='2. Summary Eff Data'!B113,'1. Eff Raw Data'!$U$4:$U$10000)),\"--\")","v":"--"},"--",{"$f":"IF(ISNUMBER(P113),IF(O113=0,0,STDEV(IF('1. Eff Raw Data'!$S$4:S$10000='2. Summary Eff Data'!B113,'1. Eff Raw Data'!$U$4:$U$10000))),\"--\")","v":"--"}]
["Bis(2-chloroisopropyl)ether",108601,{"$f":"IF(ISBLANK('Parameter Information'!H114),\"--\",'Parameter Information'!H114)","v":17.100000000000001},"aka Chloriisopropyl Ether bis 2 (in Table 40) or Bis (2-chloroisopropyl) ether",null,null,null,null,null,null,null,null,null,{"$f":"IF(ISNUMBER(P114),SUMIF('1. Eff Raw Data'!S$4:S$10000,'2. Summary Eff Data'!B114,'1. Eff Raw Data'!T$4:T$10000),\"--\")","v":"--"},"--",{"$f":"IF(COUNTIF('1. Eff Raw Data'!S$4:S$10000,'2. Summary Eff Data'!B114)=0,\"--\",COUNTIF('1. Eff Raw Data'!S$4:S$10000,'2. Summary Eff Data'!B114))","v":"--"},{"$f":"IF(ISNUMBER(P114),IF(O114=0,0,MAX(IF('1. Eff Raw Data'!$S$4:S$10000='2. Summary Eff Data'!B114,'1. Eff Raw Data'!$U$4:$U$10000))),\"--\")","v":"--"},{"$f":"IF(O114=0,0,IFERROR(GEOMEAN(IF('1. Eff Raw Data'!$S$4:S$10000='2. Summary Eff Data'!B114,'1. Eff Raw Data'!$V$4:$V$10000)),\"--\"))","v":"--"},{"$f":"IFERROR(AVERAGE(IF('1. Eff Raw Data'!$S$4:S$10000='2. Summary Eff Data'!B114,'1. Eff Raw Data'!$U$4:$U$10000)),\"--\")","v":"--"},"--",{"$f":"IF(ISNUMBER(P114),IF(O114=0,0,STDEV(IF('1. Eff Raw Data'!$S$4:S$10000='2. Summary Eff Data'!B114,'1. Eff Raw Data'!$U$4:$U$10000))),\"--\")","v":"--"}]
["Chloromethyl Ether, bis",542881,{"$f":"IF(ISBLANK('Parameter Information'!H115),\"--\",'Parameter Information'!H115)","v":0.5},"--",null,null,null,null,null,null,null,null,null,{"$f":"IF(ISNUMBER(P115),SUMIF('1. Eff Raw Data'!S$4:S$10000,'2. Summary Eff Data'!B115,'1. Eff Raw Data'!T$4:T$10000),\"--\")","v":"--"},"--",{"$f":"IF(COUNTIF('1. Eff Raw Data'!S$4:S$10000,'2. Summary Eff Data'!B115)=0,\"--\",COUNTIF('1. Eff Raw Data'!S$4:S$10000,'2. Summary Eff Data'!B115))","v":"--"},{"$f":"IF(ISNUMBER(P115),IF(O115=0,0,MAX(IF('1. Eff Raw Data'!$S$4:S$10000='2. Summary Eff Data'!B115,'1. Eff Raw Data'!$U$4:$U$10000))),\"--\")","v":"--"},{"$f":"IF(O115=0,0,IFERROR(GEOMEAN(IF('1. Eff Raw Data'!$S$4:S$10000='2. Summary Eff Data'!B115,'1. Eff Raw Data'!$V$4:$V$10000)),\"--\"))","v":"--"},{"$f":"IFERROR(AVERAGE(IF('1. Eff Raw Data'!$S$4:S$10000='2. Summary Eff Data'!B115,'1. Eff Raw Data'!$U$4:$U$10000)),\"--\")","v":"--"},"--",{"$f":"IF(ISNUMBER(P115),IF(O115=0,0,STDEV(IF('1. Eff Raw Data'!$S$4:S$10000='2. Summary Eff Data'!B115,'1. Eff Raw Data'!$U$4:$U$10000))),\"--\")","v":"--"}]
["Bis (2-ethylhexyl)phthalate",117817,{"$f":"IF(ISBLANK('Parameter Information'!H116),\"--\",'Parameter Information'!H116)","v":7.25},"--",null,null,null,null,null,null,null,null,null,{"$f":"IF(ISNUMBER(P116),SUMIF('1. Eff Raw Data'!S$4:S$10000,'2. Summary Eff Data'!B116,'1. Eff Raw Data'!T$4:T$10000),\"--\")","v":"--"},"--",{"$f":"IF(COUNTIF('1. Eff Raw Data'!S$4:S$10000,'2. Summary Eff Data'!B116)=0,\"--\",COUNTIF('1. Eff Raw Data'!S$4:S$10000,'2. Summary Eff Data'!B116))","v":"--"},{"$f":"IF(ISNUMBER(P116),IF(O116=0,0,MAX(IF('1. Eff Raw Data'!$S$4:S$10000='2. Summary Eff Data'!B116,'1. Eff Raw Data'!$U$4:$U$10000))),\"--\")","v":"--"},{"$f":"IF(O116=0,0,IFERROR(GEOMEAN(IF('1. Eff Raw Data'!$S$4:S$10000='2. Summary Eff Data'!B116,'1. Eff Raw Data'!$V$4:$V$10000)),\"--\"))","v":"--"},{"$f":"IFERROR(AVERAGE(IF('1. Eff Raw Data'!$S$4:S$10000='2. Summary Eff Data'!B116,'1. Eff Raw Data'!$U$4:$U$10000)),\"--\")","v":"--"},"--",{"$f":"IF(ISNUMBER(P116),IF(O116=0,0,STDEV(IF('1. Eff Raw Data'!$S$4:S$10000='2. Summary Eff Data'!B116,'1. Eff Raw Data'!$U$4:$U$10000))),\"--\")","v":"--"}]
["4-bromophenyl phenyl ether",101553,{"$f":"IF(ISBLANK('Parameter Information'!H117),\"--\",'Parameter Information'!H117)","v":5.7},"--",null,null,null,null,null,null,null,null,null,{"$f":"IF(ISNUMBER(P117),SUMIF('1. Eff Raw Data'!S$4:S$10000,'2. Summary Eff Data'!B117,'1. Eff Raw Data'!T$4:T$10000),\"--\")","v":"--"},"--",{"$f":"IF(COUNTIF('1. Eff Raw Data'!S$4:S$10000,'2. Summary Eff Data'!B117)=0,\"--\",COUNTIF('1. Eff Raw Data'!S$4:S$10000,'2. Summary Eff Data'!B117))","v":"--"},{"$f":"IF(ISNUMBER(P117),IF(O117=0,0,MAX(IF('1. Eff Raw Data'!$S$4:S$10000='2. Summary Eff Data'!B117,'1. Eff Raw Data'!$U$4:$U$10000))),\"--\")","v":"--"},{"$f":"IF(O117=0,0,IFERROR(GEOMEAN(IF('1. Eff Raw Data'!$S$4:S$10000='2. Summary Eff Data'!B117,'1. Eff Raw Data'!$V$4:$V$10000)),\"--\"))","v":"--"},{"$f":"IFERROR(AVERAGE(IF('1. Eff Raw Data'!$S$4:S$10000='2. Summary Eff Data'!B117,'1. Eff Raw Data'!$U$4:$U$10000)),\"--\")","v":"--"},"--",{"$f":"IF(ISNUMBER(P117),IF(O117=0,0,STDEV(IF('1. Eff Raw Data'!$S$4:S$10000='2. Summary Eff Data'!B117,'1. Eff Raw Data'!$U$4:$U$10000))),\"--\")","v":"--"}]
["Butylbenzyl phthalate",85687,{"$f":"IF(ISBLANK('Parameter Information'!H118),\"--\",'Parameter Information'!H118)","v":7.5},"--",null,null,null,null,null,null,null,null,null,{"$f":"IF(ISNUMBER(P118),SUMIF('1. Eff Raw Data'!S$4:S$10000,'2. Summary Eff Data'!B118,'1. Eff Raw Data'!T$4:T$10000),\"--\")","v":"--"},"--",{"$f":"IF(COUNTIF('1. Eff Raw Data'!S$4:S$10000,'2. Summary Eff Data'!B118)=0,\"--\",COUNTIF('1. Eff Raw Data'!S$4:S$10000,'2. Summary Eff Data'!B118))","v":"--"},{"$f":"IF(ISNUMBER(P118),IF(O118=0,0,MAX(IF('1. Eff Raw Data'!$S$4:S$10000='2. Summary Eff Data'!B118,'1. Eff Raw Data'!$U$4:$U$10000))),\"--\")","v":"--"},{"$f":"IF(O118=0,0,IFERROR(GEOMEAN(IF('1. Eff Raw Data'!$S$4:S$10000='2. Summary Eff Data'!B118,'1. Eff Raw Data'!$V$4:$V$10000)),\"--\"))","v":"--"},{"$f":"IFERROR(AVERAGE(IF('1. Eff Raw Data'!$S$4:S$10000='2. Summary Eff Data'!B118,'1. Eff Raw Data'!$U$4:$U$10000)),\"--\")","v":"--"},"--",{"$f":"IF(ISNUMBER(P118),IF(O118=0,0,STDEV(IF('1. Eff Raw Data'!$S$4:S$10000='2. Summary Eff Data'!B118,'1. Eff Raw Data'!$U$4:$U$10000))),\"--\")","v":"--"}]
["2-chloronaphthalene",91587,{"$f":"IF(ISBLANK('Parameter Information'!H119),\"--\",'Parameter Information'!H119)","v":5.7},"--",null,null,null,null,null,null,null,null,null,{"$f":"IF(ISNUMBER(P119),SUMIF('1. Eff Raw Data'!S$4:S$10000,'2. Summary Eff Data'!B119,'1. Eff Raw Data'!T$4:T$10000),\"--\")","v":"--"},"--",{"$f":"IF(COUNTIF('1. Eff Raw Data'!S$4:S$10000,'2. Summary Eff Data'!B119)=0,\"--\",COUNTIF('1. Eff Raw Data'!S$4:S$10000,'2. Summary Eff Data'!B119))","v":"--"},{"$f":"IF(ISNUMBER(P119),IF(O119=0,0,MAX(IF('1. Eff Raw Data'!$S$4:S$10000='2. Summary Eff Data'!B119,'1. Eff Raw Data'!$U$4:$U$10000))),\"--\")","v":"--"},{"$f":"IF(O119=0,0,IFERROR(GEOMEAN(IF('1. Eff Raw Data'!$S$4:S$10000='2. Summary Eff Data'!B119,'1. Eff Raw Data'!$V$4:$V$10000)),\"--\"))","v":"--"},{"$f":"IFERROR(AVERAGE(IF('1. Eff Raw Data'!$S$4:S$10000='2. Summary Eff Data'!B119,'1. Eff Raw Data'!$U$4:$U$10000)),\"--\")","v":"--"},"--",{"$f":"IF(ISNUMBER(P119),IF(O119=0,0,STDEV(IF('1. Eff Raw Data'!$S$4:S$10000='2. Summary Eff Data'!B119,'1. Eff Raw Data'!$U$4:$U$10000))),\"--\")","v":"--"}]
["4-chlorophenyl phenyl ether",7005723,{"$f":"IF(ISBLANK('Parameter Information'!H120),\"--\",'Parameter Information'!H120)","v":12.6},"--",null,null,null,null,null,null,null,null,null,{"$f":"IF(ISNUMBER(P120),SUMIF('1. Eff Raw Data'!S$4:S$10000,'2. Summary Eff Data'!B120,'1. Eff Raw Data'!T$4:T$10000),\"--\")","v":"--"},"--",{"$f":"IF(COUNTIF('1. Eff Raw Data'!S$4:S$10000,'2. Summary Eff Data'!B120)=0,\"--\",COUNTIF('1. Eff Raw Data'!S$4:S$10000,'2. Summary Eff Data'!B120))","v":"--"},{"$f":"IF(ISNUMBER(P120),IF(O120=0,0,MAX(IF('1. Eff Raw Data'!$S$4:S$10000='2. Summary Eff Data'!B120,'1. Eff Raw Data'!$U$4:$U$10000))),\"--\")","v":"--"},{"$f":"IF(O120=0,0,IFERROR(GEOMEAN(IF('1. Eff Raw Data'!$S$4:S$10000='2. Summary Eff Data'!B120,'1. Eff Raw Data'!$V$4:$V$10000)),\"--\"))","v":"--"},{"$f":"IFERROR(AVERAGE(IF('1. Eff Raw Data'!$S$4:S$10000='2. Summary Eff Data'!B120,'1. Eff Raw Data'!$U$4:$U$10000)),\"--\")","v":"--"},"--",{"$f":"IF(ISNUMBER(P120),IF(O120=0,0,STDEV(IF('1. Eff Raw Data'!$S$4:S$10000='2. Summary Eff Data'!B120,'1. Eff Raw Data'!$U$4:$U$10000))),\"--\")","v":"--"}]
["Chrysene",218019,{"$f":"IF(ISBLANK('Parameter Information'!H121),\"--\",'Parameter Information'!H121)","v":0.5},"--",null,null,null,null,null,null,null,null,null,{"$f":"IF(ISNUMBER(P121),SUMIF('1. Eff Raw Data'!S$4:S$10000,'2. Summary Eff Data'!B121,'1. Eff Raw Data'!T$4:T$10000),\"--\")","v":"--"},"--",{"$f":"IF(COUNTIF('1. Eff Raw Data'!S$4:S$10000,'2. Summary Eff Data'!B121)=0,\"--\",COUNTIF('1. Eff Raw Data'!S$4:S$10000,'2. Summary Eff Data'!B121))","v":"--"},{"$f":"IF(ISNUMBER(P121),IF(O121=0,0,MAX(IF('1. Eff Raw Data'!$S$4:S$10000='2. Summary Eff Data'!B121,'1. Eff Raw Data'!$U$4:$U$10000))),\"--\")","v":"--"},{"$f":"IF(O121=0,0,IFERROR(GEOMEAN(IF('1. Eff Raw Data'!$S$4:S$10000='2. Summary Eff Data'!B121,'1. Eff Raw Data'!$V$4:$V$10000)),\"--\"))","v":"--"},{"$f":"IFERROR(AVERAGE(IF('1. Eff Raw Data'!$S$4:S$10000='2. Summary Eff Data'!B121,'1. Eff Raw Data'!$U$4:$U$10000)),\"--\")","v":"--"},"--",{"$f":"IF(ISNUMBER(P121),IF(O121=0,0,STDEV(IF('1. Eff Raw Data'!$S$4:S$10000='2. Summary Eff Data'!B121,'1. Eff Raw Data'!$U$4:$U$10000))),\"--\")","v":"--"}]
["Di-n-butyl phthalate",84742,{"$f":"IF(ISBLANK('Parameter Information'!H122),\"--\",'Parameter Information'!H122)","v":7.5},"--",null,null,null,null,null,null,null,null,null,{"$f":"IF(ISNUMBER(P122),SUMIF('1. Eff Raw Data'!S$4:S$10000,'2. Summary Eff Data'!B122,'1. Eff Raw Data'!T$4:T$10000),\"--\")","v":"--"},"--",{"$f":"IF(COUNTIF('1. Eff Raw Data'!S$4:S$10000,'2. Summary Eff Data'!B122)=0,\"--\",COUNTIF('1. Eff Raw Data'!S$4:S$10000,'2. Summary Eff Data'!B122))","v":"--"},{"$f":"IF(ISNUMBER(P122),IF(O122=0,0,MAX(IF('1. Eff Raw Data'!$S$4:S$10000='2. Summary Eff Data'!B122,'1. Eff Raw Data'!$U$4:$U$10000))),\"--\")","v":"--"},{"$f":"IF(O122=0,0,IFERROR(GEOMEAN(IF('1. Eff Raw Data'!$S$4:S$10000='2. Summary Eff Data'!B122,'1. Eff Raw Data'!$V$4:$V$10000)),\"--\"))","v":"--"},{"$f":"IFERROR(AVERAGE(IF('1. Eff Raw Data'!$S$4:S$10000='2. Summary Eff Data'!B122,'1. Eff Raw Data'!$U$4:$U$10000)),\"--\")","v":"--"},"--",{"$f":"IF(ISNUMBER(P122),IF(O122=0,0,STDEV(IF('1. Eff Raw Data'!$S$4:S$10000='2. Summary Eff Data'!B122,'1. Eff Raw Data'!$U$4:$U$10000))),\"--\")","v":"--"}]
["Di-n-octyl phthalate",117840,{"$f":"IF(ISBLANK('Parameter Information'!H123),\"--\",'Parameter Information'!H123)","v":7.5},"--",null,null,null,null,null,null,null,null,null,{"$f":"IF(ISNUMBER(P123),SUMIF('1. Eff Raw Data'!S$4:S$10000,'2. Summary Eff Data'!B123,'1. Eff Raw Data'!T$4:T$10000),\"--\")","v":"--"},"--",{"$f":"IF(COUNTIF('1. Eff Raw Data'!S$4:S$10000,'2. Summary Eff Data'!B123)=0,\"--\",COUNTIF('1. Eff Raw Data'!S$4:S$10000,'2. Summary Eff Data'!B123))","v":"--"},{"$f":"IF(ISNUMBER(P123),IF(O123=0,0,MAX(IF('1. Eff Raw Data'!$S$4:S$10000='2. Summary Eff Data'!B123,'1. Eff Raw Data'!$U$4:$U$10000))),\"--\")","v":"--"},{"$f":"IF(O123=0,0,IFERROR(GEOMEAN(IF('1. Eff Raw Data'!$S$4:S$10000='2. Summary Eff Data'!B123,'1. Eff Raw Data'!$V$4:$V$10000)),\"--\"))","v":"--"},{"$f":"IFERROR(AVERAGE(IF('1. Eff Raw Data'!$S$4:S$10000='2. Summary Eff Data'!B123,'1. Eff Raw Data'!$U$4:$U$10000)),\"--\")","v":"--"},"--",{"$f":"IF(ISNUMBER(P123),IF(O123=0,0,STDEV(IF('1. Eff Raw Data'!$S$4:S$10000='2. Summary Eff Data'!B123,'1. Eff Raw Data'!$U$4:$U$10000))),\"--\")","v":"--"}]
["Dibenzo(a,h)anthracene",53703,{"$f":"IF(ISBLANK('Parameter Information'!H124),\"--\",'Parameter Information'!H124)","v":0.5},"--",null,null,null,null,null,null,null,null,null,{"$f":"IF(ISNUMBER(P124),SUMIF('1. Eff Raw Data'!S$4:S$10000,'2. Summary Eff Data'!B124,'1. Eff Raw Data'!T$4:T$10000),\"--\")","v":"--"},"--",{"$f":"IF(COUNTIF('1. Eff Raw Data'!S$4:S$10000,'2. Summary Eff Data'!B124)=0,\"--\",COUNTIF('1. Eff Raw Data'!S$4:S$10000,'2. Summary Eff Data'!B124))","v":"--"},{"$f":"IF(ISNUMBER(P124),IF(O124=0,0,MAX(IF('1. Eff Raw Data'!$S$4:S$10000='2. Summary Eff Data'!B124,'1. Eff Raw Data'!$U$4:$U$10000))),\"--\")","v":"--"},{"$f":"IF(O124=0,0,IFERROR(GEOMEAN(IF('1. Eff Raw Data'!$S$4:S$10000='2. Summary Eff Data'!B124,'1. Eff Raw Data'!$V$4:$V$10000)),\"--\"))","v":"--"},{"$f":"IFERROR(AVERAGE(IF('1. Eff Raw Data'!$S$4:S$10000='2. Summary Eff Data'!B124,'1. Eff Raw Data'!$U$4:$U$10000)),\"--\")","v":"--"},"--",{"$f":"IF(ISNUMBER(P124),IF(O124=0,0,STDEV(IF('1. Eff Raw Data'!$S$4:S$10000='2. Summary Eff Data'!B124,'1. Eff Raw Data'!$U$4:$U$10000))),\"--\")","v":"--"}]
["3,3-Dichlorobenzidine",91941,{"$f":"IF(ISBLANK('Parameter Information'!H125),\"--\",'Parameter Information'!H125)","v":1},"--",null,null,null,null,null,null,null,null,null,{"$f":"IF(ISNUMBER(P125),SUMIF('1. Eff Raw Data'!S$4:S$10000,'2. Summary Eff Data'!B125,'1. Eff Raw Data'!T$4:T$10000),\"--\")","v":"--"},"--",{"$f":"IF(COUNTIF('1. Eff Raw Data'!S$4:S$10000,'2. Summary Eff Data'!B125)=0,\"--\",COUNTIF('1. Eff Raw Data'!S$4:S$10000,'2. Summary Eff Data'!B125))","v":"--"},{"$f":"IF(ISNUMBER(P125),IF(O125=0,0,MAX(IF('1. Eff Raw Data'!$S$4:S$10000='2. Summary Eff Data'!B125,'1. Eff Raw Data'!$U$4:$U$10000))),\"--\")","v":"--"},{"$f":"IF(O125=0,0,IFERROR(GEOMEAN(IF('1. Eff Raw Data'!$S$4:S$10000='2. Summary Eff Data'!B125,'1. Eff Raw Data'!$V$4:$V$10000)),\"--\"))","v":"--"},{"$f":"IFERROR(AVERAGE(IF('1. Eff Raw Data'!$S$4:S$10000='2. Summary Eff Data'!B125,'1. Eff Raw Data'!$U$4:$U$10000)),\"--\")","v":"--"},"--",{"$f":"IF(ISNUMBER(P125),IF(O125=0,0,STDEV(IF('1. Eff Raw Data'!$S$4:S$10000='2. Summary Eff Data'!B125,'1. Eff Raw Data'!$U$4:$U$10000))),\"--\")","v":"--"}]
["Diethyl phthalate",84662,{"$f":"IF(ISBLANK('Parameter Information'!H126),\"--\",'Parameter Information'!H126)","v":5.7},"--",null,null,null,null,null,null,null,null,null,{"$f":"IF(ISNUMBER(P126),SUMIF('1. Eff Raw Data'!S$4:S$10000,'2. Summary Eff Data'!B126,'1. Eff Raw Data'!T$4:T$10000),\"--\")","v":"--"},"--",{"$f":"IF(COUNTIF('1. Eff Raw Data'!S$4:S$10000,'2. Summary Eff Data'!B126)=0,\"--\",COUNTIF('1. Eff Raw Data'!S$4:S$10000,'2. Summary Eff Data'!B126))","v":"--"},{"$f":"IF(ISNUMBER(P126),IF(O126=0,0,MAX(IF('1. Eff Raw Data'!$S$4:S$10000='2. Summary Eff Data'!B126,'1. Eff Raw Data'!$U$4:$U$10000))),\"--\")","v":"--"},{"$f":"IF(O126=0,0,IFERROR(GEOMEAN(IF('1. Eff Raw Data'!$S$4:S$10000='2. Summary Eff Data'!B126,'1. Eff Raw Data'!$V$4:$V$10000)),\"--\"))","v":"--"},{"$f":"IFERROR(AVERAGE(IF('1. Eff Raw Data'!$S$4:S$10000='2. Summary Eff Data'!B126,'1. Eff Raw Data'!$U$4:$U$10000)),\"--\")","v":"--"},"--",{"$f":"IF(ISNUMBER(P126),IF(O126=0,0,STDEV(IF('1. Eff Raw Data'!$S$4:S$10000='2. Summary Eff Data'!B126,'1. Eff Raw Data'!$U$4:$U$10000))),\"--\")","v":"--"}]
["Dimethyl phthalate",131113,{"$f":"IF(ISBLANK('Parameter Information'!H127),\"--\",'Parameter Information'!H127)","v":4.8},"--",null,null,null,null,null,null,null,null,null,{"$f":"IF(ISNUMBER(P127),SUMIF('1. Eff Raw Data'!S$4:S$10000,'2. Summary Eff Data'!B127,'1. Eff Raw Data'!T$4:T$10000),\"--\")","v":"--"},"--",{"$f":"IF(COUNTIF('1. Eff Raw Data'!S$4:S$10000,'2. Summary Eff Data'!B127)=0,\"--\",COUNTIF('1. Eff Raw Data'!S$4:S$10000,'2. Summary Eff Data'!B127))","v":"--"},{"$f":"IF(ISNUMBER(P127),IF(O127=0,0,MAX(IF('1. Eff Raw Data'!$S$4:S$10000='2. Summary Eff Data'!B127,'1. Eff Raw Data'!$U$4:$U$10000))),\"--\")","v":"--"},{"$f":"IF(O127=0,0,IFERROR(GEOMEAN(IF('1. Eff Raw Data'!$S$4:S$10000='2. Summary Eff Data'!B127,'1. Eff Raw Data'!$V$4:$V$10000)),\"--\"))","v":"--"},{"$f":"IFERROR(AVERAGE(IF('1. Eff Raw Data'!$S$4:S$10000='2. Summary Eff Data'!B127,'1. Eff Raw Data'!$U$4:$U$10000)),\"--\")","v":"--"},"--",{"$f":"IF(ISNUMBER(P127),IF(O127=0,0,STDEV(IF('1. Eff Raw Data'!$S$4:S$10000='2. Summary Eff Data'!B127,'1. Eff Raw Data'!$U$4:$U$10000))),\"--\")","v":"--"}]
["2,4-dinitrotoluene",121142,{"$f":"IF(ISBLANK('Parameter Information'!H128),\"--\",'Parameter Information'!H128)","v":1},"--",null,null,null,null,null,null,null,null,null,{"$f":"IF(ISNUMBER(P128),SUMIF('1. Eff Raw Data'!S$4:S$10000,'2. Summary Eff Data'!B128,'1. Eff Raw Data'!T$4:T$10000),\"--\")","v":"--"},"--",{"$f":"IF(COUNTIF('1. Eff Raw Data'!S$4:S$10000,'2. Summary Eff Data'!B128)=0,\"--\",COUNTIF('1. Eff Raw Data'!S$4:S$10000,'2. Summary Eff Data'!B128))","v":"--"},{"$f":"IF(ISNUMBER(P128),IF(O128=0,0,MAX(IF('1. Eff Raw Data'!$S$4:S$10000='2. Summary Eff Data'!B128,'1. Eff Raw Data'!$U$4:$U$10000))),\"--\")","v":"--"},{"$f":"IF(O128=0,0,IFERROR(GEOMEAN(IF('1. Eff Raw Data'!$S$4:S$10000='2. Summary Eff Data'!B128,'1. Eff Raw Data'!$V$4:$V$10000)),\"--\"))","v":"--"},{"$f":"IFERROR(AVERAGE(IF('1. Eff Raw Data'!$S$4:S$10000='2. Summary Eff Data'!B128,'1. Eff Raw Data'!$U$4:$U$10000)),\"--\")","v":"--"},"--",{"$f":"IF(ISNUMBER(P128),IF(O128=0,0,STDEV(IF('1. Eff Raw Data'!$S$4:S$10000='2. Summary Eff Data'!B128,'1. Eff Raw Data'!$U$4:$U$10000))),\"--\")","v":"--"}]
["2,6-dinitrotoluene",606202,{"$f":"IF(ISBLANK('Parameter Information'!H129),\"--\",'Parameter Information'!H129)","v":5.7},"--",null,null,null,null,null,null,null,null,null,{"$f":"IF(ISNUMBER(P129),SUMIF('1. Eff Raw Data'!S$4:S$10000,'2. Summary Eff Data'!B129,'1. Eff Raw Data'!T$4:T$10000),\"--\")","v":"--"},"--",{"$f":"IF(COUNTIF('1. Eff Raw Data'!S$4:S$10000,'2. Summary Eff Data'!B129)=0,\"--\",COUNTIF('1. Eff Raw Data'!S$4:S$10000,'2. Summary Eff Data'!B129))","v":"--"},{"$f":"IF(ISNUMBER(P129),IF(O129=0,0,MAX(IF('1. Eff Raw Data'!$S$4:S$10000='2. Summary Eff Data'!B129,'1. Eff Raw Data'!$U$4:$U$10000))),\"--\")","v":"--"},{"$f":"IF(O129=0,0,IFERROR(GEOMEAN(IF('1. Eff Raw Data'!$S$4:S$10000='2. Summary Eff Data'!B129,'1. Eff Raw Data'!$V$4:$V$10000)),\"--\"))","v":"--"},{"$f":"IFERROR(AVERAGE(IF('1. Eff Raw Data'!$S$4:S$10000='2. Summary Eff Data'!B129,'1. Eff Raw Data'!$U$4:$U$10000)),\"--\")","v":"--"},"--",{"$f":"IF(ISNUMBER(P129),IF(O129=0,0,STDEV(IF('1. Eff Raw Data'!$S$4:S$10000='2. Summary Eff Data'!B129,'1. Eff Raw Data'!$U$4:$U$10000))),\"--\")","v":"--"}]
["1,2-diphenylhydrazine",103333,{"$f":"IF(ISBLANK('Parameter Information'!H130),\"--\",'Parameter Information'!H130)","v":5},"CAS # is 122667, but using azobenzene as surrogate, so Azobenzene CAS # is listed here",null,null,null,null,null,null,null,null,null,{"$f":"IF(ISNUMBER(P130),SUMIF('1. Eff Raw Data'!S$4:S$10000,'2. Summary Eff Data'!B130,'1. Eff Raw Data'!T$4:T$10000),\"--\")","v":"--"},"--",{"$f":"IF(COUNTIF('1. Eff Raw Data'!S$4:S$10000,'2. Summary Eff Data'!B130)=0,\"--\",COUNTIF('1. Eff Raw Data'!S$4:S$10000,'2. Summary Eff Data'!B130))","v":"--"},{"$f":"IF(ISNUMBER(P130),IF(O130=0,0,MAX(IF('1. Eff Raw Data'!$S$4:S$10000='2. Summary Eff Data'!B130,'1. Eff Raw Data'!$U$4:$U$10000))),\"--\")","v":"--"},{"$f":"IF(O130=0,0,IFERROR(GEOMEAN(IF('1. Eff Raw Data'!$S$4:S$10000='2. Summary Eff Data'!B130,'1. Eff Raw Data'!$V$4:$V$10000)),\"--\"))","v":"--"},{"$f":"IFERROR(AVERAGE(IF('1. Eff Raw Data'!$S$4:S$10000='2. Summary Eff Data'!B130,'1. Eff Raw Data'!$U$4:$U$10000)),\"--\")","v":"--"},"--",{"$f":"IF(ISNUMBER(P130),IF(O130=0,0,STDEV(IF('1. Eff Raw Data'!$S$4:S$10000='2. Summary Eff Data'!B130,'1. Eff Raw Data'!$U$4:$U$10000))),\"--\")","v":"--"}]
["Fluoranthene",206440,{"$f":"IF(ISBLANK('Parameter Information'!H131),\"--\",'Parameter Information'!H131)","v":6.6},"--",null,null,null,null,null,null,null,null,null,{"$f":"IF(ISNUMBER(P131),SUMIF('1. Eff Raw Data'!S$4:S$10000,'2. Summary Eff Data'!B131,'1. Eff Raw Data'!T$4:T$10000),\"--\")","v":"--"},"--",{"$f":"IF(COUNTIF('1. Eff Raw Data'!S$4:S$10000,'2. Summary Eff Data'!B131)=0,\"--\",COUNTIF('1. Eff Raw Data'!S$4:S$10000,'2. Summary Eff Data'!B131))","v":"--"},{"$f":"IF(ISNUMBER(P131),IF(O131=0,0,MAX(IF('1. Eff Raw Data'!$S$4:S$10000='2. Summary Eff Data'!B131,'1. Eff Raw Data'!$U$4:$U$10000))),\"--\")","v":"--"},{"$f":"IF(O131=0,0,IFERROR(GEOMEAN(IF('1. Eff Raw Data'!$S$4:S$10000='2. Summary Eff Data'!B131,'1. Eff Raw Data'!$V$4:$V$10000)),\"--\"))","v":"--"},{"$f":"IFERROR(AVERAGE(IF('1. Eff Raw Data'!$S$4:S$10000='2. Summary Eff Data'!B131,'1. Eff Raw Data'!$U$4:$U$10000)),\"--\")","v":"--"},"--",{"$f":"IF(ISNUMBER(P131),IF(O131=0,0,STDEV(IF('1. Eff Raw Data'!$S$4:S$10000='2. Summary Eff Data'!B131,'1. Eff Raw Data'!$U$4:$U$10000))),\"--\")","v":"--"}]
["Fluorene",86737,{"$f":"IF(ISBLANK('Parameter Information'!H132),\"--\",'Parameter Information'!H132)","v":5.7},"--",null,null,null,null,null,null,null,null,null,{"$f":"IF(ISNUMBER(P132),SUMIF('1. Eff Raw Data'!S$4:S$10000,'2. Summary Eff Data'!B132,'1. Eff Raw Data'!T$4:T$10000),\"--\")","v":"--"},"--",{"$f":"IF(COUNTIF('1. Eff Raw Data'!S$4:S$10000,'2. Summary Eff Data'!B132)=0,\"--\",COUNTIF('1. Eff Raw Data'!S$4:S$10000,'2. Summary Eff Data'!B132))","v":"--"},{"$f":"IF(ISNUMBER(P132),IF(O132=0,0,MAX(IF('1. Eff Raw Data'!$S$4:S$10000='2. Summary Eff Data'!B132,'1. Eff Raw Data'!$U$4:$U$10000))),\"--\")","v":"--"},{"$f":"IF(O132=0,0,IFERROR(GEOMEAN(IF('1. Eff Raw Data'!$S$4:S$10000='2. Summary Eff Data'!B132,'1. Eff Raw Data'!$V$4:$V$10000)),\"--\"))","v":"--"},{"$f":"IFERROR(AVERAGE(IF('1. Eff Raw Data'!$S$4:S$10000='2. Summary Eff Data'!B132,'1. Eff Raw Data'!$U$4:$U$10000)),\"--\")","v":"--"},"--",{"$f":"IF(ISNUMBER(P132),IF(O132=0,0,STDEV(IF('1. Eff Raw Data'!$S$4:S$10000='2. Summary Eff Data'!B132,'1. Eff Raw Data'!$U$4:$U$10000))),\"--\")","v":"--"}]
["Hexachlorobenzene",118741,{"$f":"IF(ISBLANK('Parameter Information'!H133),\"--\",'Parameter Information'!H133)","v":1},"--",null,null,null,null,null,null,null,null,null,{"$f":"IF(ISNUMBER(P133),SUMIF('1. Eff Raw Data'!S$4:S$10000,'2. Summary Eff Data'!B133,'1. Eff Raw Data'!T$4:T$10000),\"--\")","v":"--"},"--",{"$f":"IF(COUNTIF('1. Eff Raw Data'!S$4:S$10000,'2. Summary Eff Data'!B133)=0,\"--\",COUNTIF('1. Eff Raw Data'!S$4:S$10000,'2. Summary Eff Data'!B133))","v":"--"},{"$f":"IF(ISNUMBER(P133),IF(O133=0,0,MAX(IF('1. Eff Raw Data'!$S$4:S$10000='2. Summary Eff Data'!B133,'1. Eff Raw Data'!$U$4:$U$10000))),\"--\")","v":"--"},{"$f":"IF(O133=0,0,IFERROR(GEOMEAN(IF('1. Eff Raw Data'!$S$4:S$10000='2. Summary Eff Data'!B133,'1. Eff Raw Data'!$V$4:$V$10000)),\"--\"))","v":"--"},{"$f":"IFERROR(AVERAGE(IF('1. Eff Raw Data'!$S$4:S$10000='2. Summary Eff Data'!B133,'1. Eff Raw Data'!$U$4:$U$10000)),\"--\")","v":"--"},"--",{"$f":"IF(ISNUMBER(P133),IF(O133=0,0,STDEV(IF('1. Eff Raw Data'!$S$4:S$10000='2. Summary Eff Data'!B133,'1. Eff Raw Data'!$U$4:$U$10000))),\"--\")","v":"--"}]
["Hexachlorobutadiene",87683,{"$f":"IF(ISBLANK('Parameter Information'!H134),\"--\",'Parameter Information'!H134)","v":2},"--",null,null,null,null,null,null,null,null,null,{"$f":"IF(ISNUMBER(P134),SUMIF('1. Eff Raw Data'!S$4:S$10000,'2. Summary Eff Data'!B134,'1. Eff Raw Data'!T$4:T$10000),\"--\")","v":"--"},"--",{"$f":"IF(COUNTIF('1. Eff Raw Data'!S$4:S$10000,'2. Summary Eff Data'!B134)=0,\"--\",COUNTIF('1. Eff Raw Data'!S$4:S$10000,'2. Summary Eff Data'!B134))","v":"--"},{"$f":"IF(ISNUMBER(P134),IF(O134=0,0,MAX(IF('1. Eff Raw Data'!$S$4:S$10000='2. Summary Eff Data'!B134,'1. Eff Raw Data'!$U$4:$U$10000))),\"--\")","v":"--"},{"$f":"IF(O134=0,0,IFERROR(GEOMEAN(IF('1. Eff Raw Data'!$S$4:S$10000='2. Summary Eff Data'!B134,'1. Eff Raw Data'!$V$4:$V$10000)),\"--\"))","v":"--"},{"$f":"IFERROR(AVERAGE(IF('1. Eff Raw Data'!$S$4:S$10000='2. Summary Eff Data'!B134,'1. Eff Raw Data'!$U$4:$U$10000)),\"--\")","v":"--"},"--",{"$f":"IF(ISNUMBER(P134),IF(O134=0,0,STDEV(IF('1. Eff Raw Data'!$S$4:S$10000='2. Summary Eff Data'!B134,'1. Eff Raw Data'!$U$4:$U$10000))),\"--\")","v":"--"}]
["Hexachlorocyclopentadiene",77474,{"$f":"IF(ISBLANK('Parameter Information'!H135),\"--\",'Parameter Information'!H135)","v":4},"--",null,null,null,null,null,null,null,null,null,{"$f":"IF(ISNUMBER(P135),SUMIF('1. Eff Raw Data'!S$4:S$10000,'2. Summary Eff Data'!B135,'1. Eff Raw Data'!T$4:T$10000),\"--\")","v":"--"},"--",{"$f":"IF(COUNTIF('1. Eff Raw Data'!S$4:S$10000,'2. Summary Eff Data'!B135)=0,\"--\",COUNTIF('1. Eff Raw Data'!S$4:S$10000,'2. Summary Eff Data'!B135))","v":"--"},{"$f":"IF(ISNUMBER(P135),IF(O135=0,0,MAX(IF('1. Eff Raw Data'!$S$4:S$10000='2. Summary Eff Data'!B135,'1. Eff Raw Data'!$U$4:$U$10000))),\"--\")","v":"--"},{"$f":"IF(O135=0,0,IFERROR(GEOMEAN(IF('1. Eff Raw Data'!$S$4:S$10000='2. Summary Eff Data'!B135,'1. Eff Raw Data'!$V$4:$V$10000)),\"--\"))","v":"--"},{"$f":"IFERROR(AVERAGE(IF('1. Eff Raw Data'!$S$4:S$10000='2. Summary Eff Data'!B135,'1. Eff Raw Data'!$U$4:$U$10000)),\"--\")","v":"--"},"--",{"$f":"IF(ISNUMBER(P135),IF(O135=0,0,STDEV(IF('1. Eff Raw Data'!$S$4:S$10000='2. Summary Eff Data'!B135,'1. Eff Raw Data'!$U$4:$U$10000))),\"--\")","v":"--"}]
["Hexachloroethane",67721,{"$f":"IF(ISBLANK('Parameter Information'!H136),\"--\",'Parameter Information'!H136)","v":1},"--",null,null,null,null,null,null,null,null,null,{"$f":"IF(ISNUMBER(P136),SUMIF('1. Eff Raw Data'!S$4:S$10000,'2. Summary Eff Data'!B136,'1. Eff Raw Data'!T$4:T$10000),\"--\")","v":"--"},"--",{"$f":"IF(COUNTIF('1. Eff Raw Data'!S$4:S$10000,'2. Summary Eff Data'!B136)=0,\"--\",COUNTIF('1. Eff Raw Data'!S$4:S$10000,'2. Summary Eff Data'!B136))","v":"--"},{"$f":"IF(ISNUMBER(P136),IF(O136=0,0,MAX(IF('1. Eff Raw Data'!$S$4:S$10000='2. Summary Eff Data'!B136,'1. Eff Raw Data'!$U$4:$U$10000))),\"--\")","v":"--"},{"$f":"IF(O136=0,0,IFERROR(GEOMEAN(IF('1. Eff Raw Data'!$S$4:S$10000='2. Summary Eff Data'!B136,'1. Eff Raw Data'!$V$4:$V$10000)),\"--\"))","v":"--"},{"$f":"IFERROR(AVERAGE(IF('1. Eff Raw Data'!$S$4:S$10000='2. Summary Eff Data'!B136,'1. Eff Raw Data'!$U$4:$U$10000)),\"--\")","v":"--"},"--",{"$f":"IF(ISNUMBER(P136),IF(O136=0,0,STDEV(IF('1. Eff Raw Data'!$S$4:S$10000='2. Summary Eff Data'!B136,'1. Eff Raw Data'!$U$4:$U$10000))),\"--\")","v":"--"}]
["Indeno(1,2,3-cd)pyrene",193395,{"$f":"IF(ISBLANK('Parameter Information'!H137),\"--\",'Parameter Information'!H137)","v":0.5},"--",null,null,null,null,null,null,null,null,null,{"$f":"IF(ISNUMBER(P137),SUMIF('1. Eff Raw Data'!S$4:S$10000,'2. Summary Eff Data'!B137,'1. Eff Raw Data'!T$4:T$10000),\"--\")","v":"--"},"--",{"$f":"IF(COUNTIF('1. Eff Raw Data'!S$4:S$10000,'2. Summary Eff Data'!B137)=0,\"--\",COUNTIF('1. Eff Raw Data'!S$4:S$10000,'2. Summary Eff Data'!B137))","v":"--"},{"$f":"IF(ISNUMBER(P137),IF(O137=0,0,MAX(IF('1. Eff Raw Data'!$S$4:S$10000='2. Summary Eff Data'!B137,'1. Eff Raw Data'!$U$4:$U$10000))),\"--\")","v":"--"},{"$f":"IF(O137=0,0,IFERROR(GEOMEAN(IF('1. Eff Raw Data'!$S$4:S$10000='2. Summary Eff Data'!B137,'1. Eff Raw Data'!$V$4:$V$10000)),\"--\"))","v":"--"},{"$f":"IFERROR(AVERAGE(IF('1. Eff Raw Data'!$S$4:S$10000='2. Summary Eff Data'!B137,'1. Eff Raw Data'!$U$4:$U$10000)),\"--\")","v":"--"},"--",{"$f":"IF(ISNUMBER(P137),IF(O137=0,0,STDEV(IF('1. Eff Raw Data'!$S$4:S$10000='2. Summary Eff Data'!B137,'1. Eff Raw Data'!$U$4:$U$10000))),\"--\")","v":"--"}]
["Isophorone",78591,{"$f":"IF(ISBLANK('Parameter Information'!H138),\"--\",'Parameter Information'!H138)","v":6.6},"--",null,null,null,null,null,null,null,null,null,{"$f":"IF(ISNUMBER(P138),SUMIF('1. Eff Raw Data'!S$4:S$10000,'2. Summary Eff Data'!B138,'1. Eff Raw Data'!T$4:T$10000),\"--\")","v":"--"},"--",{"$f":"IF(COUNTIF('1. Eff Raw Data'!S$4:S$10000,'2. Summary Eff Data'!B138)=0,\"--\",COUNTIF('1. Eff Raw Data'!S$4:S$10000,'2. Summary Eff Data'!B138))","v":"--"},{"$f":"IF(ISNUMBER(P138),IF(O138=0,0,MAX(IF('1. Eff Raw Data'!$S$4:S$10000='2. Summary Eff Data'!B138,'1. Eff Raw Data'!$U$4:$U$10000))),\"--\")","v":"--"},{"$f":"IF(O138=0,0,IFERROR(GEOMEAN(IF('1. Eff Raw Data'!$S$4:S$10000='2. Summary Eff Data'!B138,'1. Eff Raw Data'!$V$4:$V$10000)),\"--\"))","v":"--"},{"$f":"IFERROR(AVERAGE(IF('1. Eff Raw Data'!$S$4:S$10000='2. Summary Eff Data'!B138,'1. Eff Raw Data'!$U$4:$U$10000)),\"--\")","v":"--"},"--",{"$f":"IF(ISNUMBER(P138),IF(O138=0,0,STDEV(IF('1. Eff Raw Data'!$S$4:S$10000='2. Summary Eff Data'!B138,'1. Eff Raw Data'!$U$4:$U$10000))),\"--\")","v":"--"}]
["Napthalene",91203,{"$f":"IF(ISBLANK('Parameter Information'!H139),\"--\",'Parameter Information'!H139)","v":4.8},"--",null,null,null,null,null,null,null,null,null,{"$f":"IF(ISNUMBER(P139),SUMIF('1. Eff Raw Data'!S$4:S$10000,'2. Summary Eff Data'!B139,'1. Eff Raw Data'!T$4:T$10000),\"--\")","v":"--"},"--",{"$f":"IF(COUNTIF('1. Eff Raw Data'!S$4:S$10000,'2. Summary Eff Data'!B139)=0,\"--\",COUNTIF('1. Eff Raw Data'!S$4:S$10000,'2. Summary Eff Data'!B139))","v":"--"},{"$f":"IF(ISNUMBER(P139),IF(O139=0,0,MAX(IF('1. Eff Raw Data'!$S$4:S$10000='2. Summary Eff Data'!B139,'1. Eff Raw Data'!$U$4:$U$10000))),\"--\")","v":"--"},{"$f":"IF(O139=0,0,IFERROR(GEOMEAN(IF('1. Eff Raw Data'!$S$4:S$10000='2. Summary Eff Data'!B139,'1. Eff Raw Data'!$V$4:$V$10000)),\"--\"))","v":"--"},{"$f":"IFERROR(AVERAGE(IF('1. Eff Raw Data'!$S$4:S$10000='2. Summary Eff Data'!B139,'1. Eff Raw Data'!$U$4:$U$10000)),\"--\")","v":"--"},"--",{"$f":"IF(ISNUMBER(P139),IF(O139=0,0,STDEV(IF('1. Eff Raw Data'!$S$4:S$10000='2. Summary Eff Data'!B139,'1. Eff Raw Data'!$U$4:$U$10000))),\"--\")","v":"--"}]
["Nitrobenzene",98953,{"$f":"IF(ISBLANK('Parameter Information'!H140),\"--\",'Parameter Information'!H140)","v":5.7},"--",null,null,null,null,null,null,null,null,null,{"$f":"IF(ISNUMBER(P140),SUMIF('1. Eff Raw Data'!S$4:S$10000,'2. Summary Eff Data'!B140,'1. Eff Raw Data'!T$4:T$10000),\"--\")","v":"--"},"--",{"$f":"IF(COUNTIF('1. Eff Raw Data'!S$4:S$10000,'2. Summary Eff Data'!B140)=0,\"--\",COUNTIF('1. Eff Raw Data'!S$4:S$10000,'2. Summary Eff Data'!B140))","v":"--"},{"$f":"IF(ISNUMBER(P140),IF(O140=0,0,MAX(IF('1. Eff Raw Data'!$S$4:S$10000='2. Summary Eff Data'!B140,'1. Eff Raw Data'!$U$4:$U$10000))),\"--\")","v":"--"},{"$f":"IF(O140=0,0,IFERROR(GEOMEAN(IF('1. Eff Raw Data'!$S$4:S$10000='2. Summary Eff Data'!B140,'1. Eff Raw Data'!$V$4:$V$10000)),\"--\"))","v":"--"},{"$f":"IFERROR(AVERAGE(IF('1. Eff Raw Data'!$S$4:S$10000='2. Summary Eff Data'!B140,'1. Eff Raw Data'!$U$4:$U$10000)),\"--\")","v":"--"},"--",{"$f":"IF(ISNUMBER(P140),IF(O140=0,0,STDEV(IF('1. Eff Raw Data'!$S$4:S$10000='2. Summary Eff Data'!B140,'1. Eff Raw Data'!$U$4:$U$10000))),\"--\")","v":"--"}]
["N-nitrosodimethylamine",62759,{"$f":"IF(ISBLANK('Parameter Information'!H141),\"--\",'Parameter Information'!H141)","v":1},"--",null,null,null,null,null,null,null,null,null,{"$f":"IF(ISNUMBER(P141),SUMIF('1. Eff Raw Data'!S$4:S$10000,'2. Summary Eff Data'!B141,'1. Eff Raw Data'!T$4:T$10000),\"--\")","v":"--"},"--",{"$f":"IF(COUNTIF('1. Eff Raw Data'!S$4:S$10000,'2. Summary Eff Data'!B141)=0,\"--\",COUNTIF('1. Eff Raw Data'!S$4:S$10000,'2. Summary Eff Data'!B141))","v":"--"},{"$f":"IF(ISNUMBER(P141),IF(O141=0,0,MAX(IF('1. Eff Raw Data'!$S$4:S$10000='2. Summary Eff Data'!B141,'1. Eff Raw Data'!$U$4:$U$10000))),\"--\")","v":"--"},{"$f":"IF(O141=0,0,IFERROR(GEOMEAN(IF('1. Eff Raw Data'!$S$4:S$10000='2. Summary Eff Data'!B141,'1. Eff Raw Data'!$V$4:$V$10000)),\"--\"))","v":"--"},{"$f":"IFERROR(AVERAGE(IF('1. Eff Raw Data'!$S$4:S$10000='2. Summary Eff Data'!B141,'1. Eff Raw Data'!$U$4:$U$10000)),\"--\")","v":"--"},"--",{"$f":"IF(ISNUMBER(P141),IF(O141=0,0,STDEV(IF('1. Eff Raw Data'!$S$4:S$10000='2. Summary Eff Data'!B141,'1. Eff Raw Data'!$U$4:$U$10000))),\"--\")","v":"--"}]
["N-nitrosodi-n-propylamine",621647,{"$f":"IF(ISBLANK('Parameter Information'!H142),\"--\",'Parameter Information'!H142)","v":2},"--",null,null,null,null,null,null,null,null,null,{"$f":"IF(ISNUMBER(P142),SUMIF('1. Eff Raw Data'!S$4:S$10000,'2. Summary Eff Data'!B142,'1. Eff Raw Data'!T$4:T$10000),\"--\")","v":"--"},"--",{"$f":"IF(COUNTIF('1. Eff Raw Data'!S$4:S$10000,'2. Summary Eff Data'!B142)=0,\"--\",COUNTIF('1. Eff Raw Data'!S$4:S$10000,'2. Summary Eff Data'!B142))","v":"--"},{"$f":"IF(ISNUMBER(P142),IF(O142=0,0,MAX(IF('1. Eff Raw Data'!$S$4:S$10000='2. Summary Eff Data'!B142,'1. Eff Raw Data'!$U$4:$U$10000))),\"--\")","v":"--"},{"$f":"IF(O142=0,0,IFERROR(GEOMEAN(IF('1. Eff Raw Data'!$S$4:S$10000='2. Summary Eff Data'!B142,'1. Eff Raw Data'!$V$4:$V$10000)),\"--\"))","v":"--"},{"$f":"IFERROR(AVERAGE(IF('1. Eff Raw Data'!$S$4:S$10000='2. Summary Eff Data'!B142,'1. Eff Raw Data'!$U$4:$U$10000)),\"--\")","v":"--"},"--",{"$f":"IF(ISNUMBER(P142),IF(O142=0,0,STDEV(IF('1. Eff Raw Data'!$S$4:S$10000='2. Summary Eff Data'!B142,'1. Eff Raw Data'!$U$4:$U$10000))),\"--\")","v":"--"}]
["N-nitrosodiphenylamine",86306,{"$f":"IF(ISBLANK('Parameter Information'!H143),\"--\",'Parameter Information'!H143)","v":1},"--",null,null,null,null,null,null,null,null,null,{"$f":"IF(ISNUMBER(P143),SUMIF('1. Eff Raw Data'!S$4:S$10000,'2. Summary Eff Data'!B143,'1. Eff Raw Data'!T$4:T$10000),\"--\")","v":"--"},"--",{"$f":"IF(COUNTIF('1. Eff Raw Data'!S$4:S$10000,'2. Summary Eff Data'!B143)=0,\"--\",COUNTIF('1. Eff Raw Data'!S$4:S$10000,'2. Summary Eff Data'!B143))","v":"--"},{"$f":"IF(ISNUMBER(P143),IF(O143=0,0,MAX(IF('1. Eff Raw Data'!$S$4:S$10000='2. Summary Eff Data'!B143,'1. Eff Raw Data'!$U$4:$U$10000))),\"--\")","v":"--"},{"$f":"IF(O143=0,0,IFERROR(GEOMEAN(IF('1. Eff Raw Data'!$S$4:S$10000='2. Summary Eff Data'!B143,'1. Eff Raw Data'!$V$4:$V$10000)),\"--\"))","v":"--"},{"$f":"IFERROR(AVERAGE(IF('1. Eff Raw Data'!$S$4:S$10000='2. Summary Eff Data'!B143,'1. Eff Raw Data'!$U$4:$U$10000)),\"--\")","v":"--"},"--",{"$f":"IF(ISNUMBER(P143),IF(O143=0,0,STDEV(IF('1. Eff Raw Data'!$S$4:S$10000='2. Summary Eff Data'!B143,'1. Eff Raw Data'!$U$4:$U$10000))),\"--\")","v":"--"}]
["Pentachlorobenzene",608935,{"$f":"IF(ISBLANK('Parameter Information'!H144),\"--\",'Parameter Information'!H144)","v":1},"--",null,null,null,null,null,null,null,null,null,{"$f":"IF(ISNUMBER(P144),SUMIF('1. Eff Raw Data'!S$4:S$10000,'2. Summary Eff Data'!B144,'1. Eff Raw Data'!T$4:T$10000),\"--\")","v":"--"},"--",{"$f":"IF(COUNTIF('1. Eff Raw Data'!S$4:S$10000,'2. Summary Eff Data'!B144)=0,\"--\",COUNTIF('1. Eff Raw Data'!S$4:S$10000,'2. Summary Eff Data'!B144))","v":"--"},{"$f":"IF(ISNUMBER(P144),IF(O144=0,0,MAX(IF('1. Eff Raw Data'!$S$4:S$10000='2. Summary Eff Data'!B144,'1. Eff Raw Data'!$U$4:$U$10000))),\"--\")","v":"--"},{"$f":"IF(O144=0,0,IFERROR(GEOMEAN(IF('1. Eff Raw Data'!$S$4:S$10000='2. Summary Eff Data'!B144,'1. Eff Raw Data'!$V$4:$V$10000)),\"--\"))","v":"--"},{"$f":"IFERROR(AVERAGE(IF('1. Eff Raw Data'!$S$4:S$10000='2. Summary Eff Data'!B144,'1. Eff Raw Data'!$U$4:$U$10000)),\"--\")","v":"--"},"--",{"$f":"IF(ISNUMBER(P144),IF(O144=0,0,STDEV(IF('1. Eff Raw Data'!$S$4:S$10000='2. Summary Eff Data'!B144,'1. Eff Raw Data'!$U$4:$U$10000))),\"--\")","v":"--"}]
["Phenanthrene",85018,{"$f":"IF(ISBLANK('Parameter Information'!H145),\"--\",'Parameter Information'!H145)","v":16.2},"--",null,null,null,null,null,null,null,null,null,{"$f":"IF(ISNUMBER(P145),SUMIF('1. Eff Raw Data'!S$4:S$10000,'2. Summary Eff Data'!B145,'1. Eff Raw Data'!T$4:T$10000),\"--\")","v":"--"},"--",{"$f":"IF(COUNTIF('1. Eff Raw Data'!S$4:S$10000,'2. Summary Eff Data'!B145)=0,\"--\",COUNTIF('1. Eff Raw Data'!S$4:S$10000,'2. Summary Eff Data'!B145))","v":"--"},{"$f":"IF(ISNUMBER(P145),IF(O145=0,0,MAX(IF('1. Eff Raw Data'!$S$4:S$10000='2. Summary Eff Data'!B145,'1. Eff Raw Data'!$U$4:$U$10000))),\"--\")","v":"--"},{"$f":"IF(O145=0,0,IFERROR(GEOMEAN(IF('1. Eff Raw Data'!$S$4:S$10000='2. Summary Eff Data'!B145,'1. Eff Raw Data'!$V$4:$V$10000)),\"--\"))","v":"--"},{"$f":"IFERROR(AVERAGE(IF('1. Eff Raw Data'!$S$4:S$10000='2. Summary Eff Data'!B145,'1. Eff Raw Data'!$U$4:$U$10000)),\"--\")","v":"--"},"--",{"$f":"IF(ISNUMBER(P145),IF(O145=0,0,STDEV(IF('1. Eff Raw Data'!$S$4:S$10000='2. Summary Eff Data'!B145,'1. Eff Raw Data'!$U$4:$U$10000))),\"--\")","v":"--"}]
["Pyrene",129000,{"$f":"IF(ISBLANK('Parameter Information'!H146),\"--\",'Parameter Information'!H146)","v":5.7},"--",null,null,null,null,null,null,null,null,null,{"$f":"IF(ISNUMBER(P146),SUMIF('1. Eff Raw Data'!S$4:S$10000,'2. Summary Eff Data'!B146,'1. Eff Raw Data'!T$4:T$10000),\"--\")","v":"--"},"--",{"$f":"IF(COUNTIF('1. Eff Raw Data'!S$4:S$10000,'2. Summary Eff Data'!B146)=0,\"--\",COUNTIF('1. Eff Raw Data'!S$4:S$10000,'2. Summary Eff Data'!B146))","v":"--"},{"$f":"IF(ISNUMBER(P146),IF(O146=0,0,MAX(IF('1. Eff Raw Data'!$S$4:S$10000='2. Summary Eff Data'!B146,'1. Eff Raw Data'!$U$4:$U$10000))),\"--\")","v":"--"},{"$f":"IF(O146=0,0,IFERROR(GEOMEAN(IF('1. Eff Raw Data'!$S$4:S$10000='2. Summary Eff Data'!B146,'1. Eff Raw Data'!$V$4:$V$10000)),\"--\"))","v":"--"},{"$f":"IFERROR(AVERAGE(IF('1. Eff Raw Data'!$S$4:S$10000='2. Summary Eff Data'!B146,'1. Eff Raw Data'!$U$4:$U$10000)),\"--\")","v":"--"},"--",{"$f":"IF(ISNUMBER(P146),IF(O146=0,0,STDEV(IF('1. Eff Raw Data'!$S$4:S$10000='2. Summary Eff Data'!B146,'1. Eff Raw Data'!$U$4:$U$10000))),\"--\")","v":"--"}]
["1,2,4-trichlorobenzene",120821,{"$f":"IF(ISBLANK('Parameter Information'!H147),\"--\",'Parameter Information'!H147)","v":5.7},"--",null,null,null,null,null,null,null,null,null,{"$f":"IF(ISNUMBER(P147),SUMIF('1. Eff Raw Data'!S$4:S$10000,'2. Summary Eff Data'!B147,'1. Eff Raw Data'!T$4:T$10000),\"--\")","v":"--"},"--",{"$f":"IF(COUNTIF('1. Eff Raw Data'!S$4:S$10000,'2. Summary Eff Data'!B147)=0,\"--\",COUNTIF('1. Eff Raw Data'!S$4:S$10000,'2. Summary Eff Data'!B147))","v":"--"},{"$f":"IF(ISNUMBER(P147),IF(O147=0,0,MAX(IF('1. Eff Raw Data'!$S$4:S$10000='2. Summary Eff Data'!B147,'1. Eff Raw Data'!$U$4:$U$10000))),\"--\")","v":"--"},{"$f":"IF(O147=0,0,IFERROR(GEOMEAN(IF('1. Eff Raw Data'!$S$4:S$10000='2. Summary Eff Data'!B147,'1. Eff Raw Data'!$V$4:$V$10000)),\"--\"))","v":"--"},{"$f":"IFERROR(AVERAGE(IF('1. Eff Raw Data'!$S$4:S$10000='2. Summary Eff Data'!B147,'1. Eff Raw Data'!$U$4:$U$10000)),\"--\")","v":"--"},"--",{"$f":"IF(ISNUMBER(P147),IF(O147=0,0,STDEV(IF('1. Eff Raw Data'!$S$4:S$10000='2. Summary Eff Data'!B147,'1. Eff Raw Data'!$U$4:$U$10000))),\"--\")","v":"--"}]
["Tetrachlorobenzene,1,2,4,5",95943,{"$f":"IF(ISBLANK('Parameter Information'!H148),\"--\",'Parameter Information'!H148)","v":1},"--",null,null,null,null,null,null,null,null,null,{"$f":"IF(ISNUMBER(P148),SUMIF('1. Eff Raw Data'!S$4:S$10000,'2. Summary Eff Data'!B148,'1. Eff Raw Data'!T$4:T$10000),\"--\")","v":"--"},"--",{"$f":"IF(COUNTIF('1. Eff Raw Data'!S$4:S$10000,'2. Summary Eff Data'!B148)=0,\"--\",COUNTIF('1. Eff Raw Data'!S$4:S$10000,'2. Summary Eff Data'!B148))","v":"--"},{"$f":"IF(ISNUMBER(P148),IF(O148=0,0,MAX(IF('1. Eff Raw Data'!$S$4:S$10000='2. Summary Eff Data'!B148,'1. Eff Raw Data'!$U$4:$U$10000))),\"--\")","v":"--"},{"$f":"IF(O148=0,0,IFERROR(GEOMEAN(IF('1. Eff Raw Data'!$S$4:S$10000='2. Summary Eff Data'!B148,'1. Eff Raw Data'!$V$4:$V$10000)),\"--\"))","v":"--"},{"$f":"IFERROR(AVERAGE(IF('1. Eff Raw Data'!$S$4:S$10000='2. Summary Eff Data'!B148,'1. Eff Raw Data'!$U$4:$U$10000)),\"--\")","v":"--"},"--",{"$f":"IF(ISNUMBER(P148),IF(O148=0,0,STDEV(IF('1. Eff Raw Data'!$S$4:S$10000='2. Summary Eff Data'!B148,'1. Eff Raw Data'!$U$4:$U$10000))),\"--\")","v":"--"}]
["Table 3:  Pesticides and PCBs"]
["Aldrin",309002,{"$f":"IF(ISBLANK('Parameter Information'!H150),\"--\",'Parameter Information'!H150)","v":0.01},"--",null,null,null,null,null,null,null,null,null,{"$f":"IF(ISNUMBER(P150),SUMIF('1. Eff Raw Data'!S$4:S$10000,'2. Summary Eff Data'!B150,'1. Eff Raw Data'!T$4:T$10000),\"--\")","v":"--"},"--",{"$f":"IF(COUNTIF('1. Eff Raw Data'!S$4:S$10000,'2. Summary Eff Data'!B150)=0,\"--\",COUNTIF('1. Eff Raw Data'!S$4:S$10000,'2. Summary Eff Data'!B150))","v":"--"},{"$f":"IF(ISNUMBER(P150),IF(O150=0,0,MAX(IF('1. Eff Raw Data'!$S$4:S$10000='2. Summary Eff Data'!B150,'1. Eff Raw Data'!$U$4:$U$10000))),\"--\")","v":"--"},{"$f":"IF(O150=0,0,IFERROR(GEOMEAN(IF('1. Eff Raw Data'!$S$4:S$10000='2. Summary Eff Data'!B150,'1. Eff Raw Data'!$V$4:$V$10000)),\"--\"))","v":"--"},{"$f":"IFERROR(AVERAGE(IF('1. Eff Raw Data'!$S$4:S$10000='2. Summary Eff Data'!B150,'1. Eff Raw Data'!$U$4:$U$10000)),\"--\")","v":"--"},"--",{"$f":"IF(ISNUMBER(P150),IF(O150=0,0,STDEV(IF('1. Eff Raw Data'!$S$4:S$10000='2. Summary Eff Data'!B150,'1. Eff Raw Data'!$U$4:$U$10000))),\"--\")","v":"--"}]
["BHC-Technical",608731,{"$f":"IF(ISBLANK('Parameter Information'!H151),\"--\",'Parameter Information'!H151)","v":0.01},"--",null,null,null,null,null,null,null,null,null,{"$f":"IF(ISNUMBER(P151),SUMIF('1. Eff Raw Data'!S$4:S$10000,'2. Summary Eff Data'!B151,'1. Eff Raw Data'!T$4:T$10000),\"--\")","v":"--"},"--",{"$f":"IF(COUNTIF('1. Eff Raw Data'!S$4:S$10000,'2. Summary Eff Data'!B151)=0,\"--\",COUNTIF('1. Eff Raw Data'!S$4:S$10000,'2. Summary Eff Data'!B151))","v":"--"},{"$f":"IF(ISNUMBER(P151),IF(O151=0,0,MAX(IF('1. Eff Raw Data'!$S$4:S$10000='2. Summary Eff Data'!B151,'1. Eff Raw Data'!$U$4:$U$10000))),\"--\")","v":"--"},{"$f":"IF(O151=0,0,IFERROR(GEOMEAN(IF('1. Eff Raw Data'!$S$4:S$10000='2. Summary Eff Data'!B151,'1. Eff Raw Data'!$V$4:$V$10000)),\"--\"))","v":"--"},{"$f":"IFERROR(AVERAGE(IF('1. Eff Raw Data'!$S$4:S$10000='2. Summary Eff Data'!B151,'1. Eff Raw Data'!$U$4:$U$10000)),\"--\")","v":"--"},"--",{"$f":"IF(ISNUMBER(P151),IF(O151=0,0,STDEV(IF('1. Eff Raw Data'!$S$4:S$10000='2. Summary Eff Data'!B151,'1. Eff Raw Data'!$U$4:$U$10000))),\"--\")","v":"--"}]
["BHC-alpha",319846,{"$f":"IF(ISBLANK('Parameter Information'!H152),\"--\",'Parameter Information'!H152)","v":0.01},"α-BHC",null,null,null,null,null,null,null,null,null,{"$f":"IF(ISNUMBER(P152),SUMIF('1. Eff Raw Data'!S$4:S$10000,'2. Summary Eff Data'!B152,'1. Eff Raw Data'!T$4:T$10000),\"--\")","v":"--"},"--",{"$f":"IF(COUNTIF('1. Eff Raw Data'!S$4:S$10000,'2. Summary Eff Data'!B152)=0,\"--\",COUNTIF('1. Eff Raw Data'!S$4:S$10000,'2. Summary Eff Data'!B152))","v":"--"},{"$f":"IF(ISNUMBER(P152),IF(O152=0,0,MAX(IF('1. Eff Raw Data'!$S$4:S$10000='2. Summary Eff Data'!B152,'1. Eff Raw Data'!$U$4:$U$10000))),\"--\")","v":"--"},{"$f":"IF(O152=0,0,IFERROR(GEOMEAN(IF('1. Eff Raw Data'!$S$4:S$10000='2. Summary Eff Data'!B152,'1. Eff Raw Data'!$V$4:$V$10000)),\"--\"))","v":"--"},{"$f":"IFERROR(AVERAGE(IF('1. Eff Raw Data'!$S$4:S$10000='2. Summary Eff Data'!B152,'1. Eff Raw Data'!$U$4:$U$10000)),\"--\")","v":"--"},"--",{"$f":"IF(ISNUMBER(P152),IF(O152=0,0,STDEV(IF('1. Eff Raw Data'!$S$4:S$10000='2. Summary Eff Data'!B152,'1. Eff Raw Data'!$U$4:$U$10000))),\"--\")","v":"--"}]
["BHC-beta",319857,{"$f":"IF(ISBLANK('Parameter Information'!H153),\"--\",'Parameter Information'!H153)","v":0.01},"β-BHC",null,null,null,null,null,null,null,null,null,{"$f":"IF(ISNUMBER(P153),SUMIF('1. Eff Raw Data'!S$4:S$10000,'2. Summary Eff Data'!B153,'1. Eff Raw Data'!T$4:T$10000),\"--\")","v":"--"},"--",{"$f":"IF(COUNTIF('1. Eff Raw Data'!S$4:S$10000,'2. Summary Eff Data'!B153)=0,\"--\",COUNTIF('1. Eff Raw Data'!S$4:S$10000,'2. Summary Eff Data'!B153))","v":"--"},{"$f":"IF(ISNUMBER(P153),IF(O153=0,0,MAX(IF('1. Eff Raw Data'!$S$4:S$10000='2. Summary Eff Data'!B153,'1. Eff Raw Data'!$U$4:$U$10000))),\"--\")","v":"--"},{"$f":"IF(O153=0,0,IFERROR(GEOMEAN(IF('1. Eff Raw Data'!$S$4:S$10000='2. Summary Eff Data'!B153,'1. Eff Raw Data'!$V$4:$V$10000)),\"--\"))","v":"--"},{"$f":"IFERROR(AVERAGE(IF('1. Eff Raw Data'!$S$4:S$10000='2. Summary Eff Data'!B153,'1. Eff Raw Data'!$U$4:$U$10000)),\"--\")","v":"--"},"--",{"$f":"IF(ISNUMBER(P153),IF(O153=0,0,STDEV(IF('1. Eff Raw Data'!$S$4:S$10000='2. Summary Eff Data'!B153,'1. Eff Raw Data'!$U$4:$U$10000))),\"--\")","v":"--"}]
["BHC-delta",319868,{"$f":"IF(ISBLANK('Parameter Information'!H154),\"--\",'Parameter Information'!H154)","v":0.01},"δ-BHC (Delta)",null,null,null,null,null,null,null,null,null,{"$f":"IF(ISNUMBER(P154),SUMIF('1. Eff Raw Data'!S$4:S$10000,'2. Summary Eff Data'!B154,'1. Eff Raw Data'!T$4:T$10000),\"--\")","v":"--"},"--",{"$f":"IF(COUNTIF('1. Eff Raw Data'!S$4:S$10000,'2. Summary Eff Data'!B154)=0,\"--\",COUNTIF('1. Eff Raw Data'!S$4:S$10000,'2. Summary Eff Data'!B154))","v":"--"},{"$f":"IF(ISNUMBER(P154),IF(O154=0,0,MAX(IF('1. Eff Raw Data'!$S$4:S$10000='2. Summary Eff Data'!B154,'1. Eff Raw Data'!$U$4:$U$10000))),\"--\")","v":"--"},{"$f":"IF(O154=0,0,IFERROR(GEOMEAN(IF('1. Eff Raw Data'!$S$4:S$10000='2. Summary Eff Data'!B154,'1. Eff Raw Data'!$V$4:$V$10000)),\"--\"))","v":"--"},{"$f":"IFERROR(AVERAGE(IF('1. Eff Raw Data'!$S$4:S$10000='2. Summary Eff Data'!B154,'1. Eff Raw Data'!$U$4:$U$10000)),\"--\")","v":"--"},{"$f":"IF(ISNUMBER(P154),IF(O154=0,0,IF(P154<10,0.6,U154/S154)),\"--\")","v":"--"},{"$f":"IF(ISNUMBER(P154),IF(O154=0,0,STDEV(IF('1. Eff Raw Data'!$S$4:S$10000='2. Summary Eff Data'!B154,'1. Eff Raw Data'!$U$4:$U$10000))),\"--\")","v":"--"}]
["BHC-gamma (Lindane)",58899,{"$f":"IF(ISBLANK('Parameter Information'!H155),\"--\",'Parameter Information'!H155)","v":1.2E-2},"γ-BHC (Gamma (Lindane))",null,null,null,null,null,null,null,null,null,{"$f":"IF(ISNUMBER(P155),SUMIF('1. Eff Raw Data'!S$4:S$10000,'2. Summary Eff Data'!B155,'1. Eff Raw Data'!T$4:T$10000),\"--\")","v":"--"},{"$f":"IF(ISNUMBER(P155),P155-N155,\"--\")","v":"--"},{"$f":"IF(COUNTIF('1. Eff Raw Data'!S$4:S$10000,'2. Summary Eff Data'!B155)=0,\"--\",COUNTIF('1. Eff Raw Data'!S$4:S$10000,'2. Summary Eff Data'!B155))","v":"--"},{"$f":"IF(ISNUMBER(P155),IF(O155=0,0,MAX(IF('1. Eff Raw Data'!$S$4:S$10000='2. Summary Eff Data'!B155,'1. Eff Raw Data'!$U$4:$U$10000))),\"--\")","v":"--"},{"$f":"IF(O155=0,0,IFERROR(GEOMEAN(IF('1. Eff Raw Data'!$S$4:S$10000='2. Summary Eff Data'!B155,'1. Eff Raw Data'!$V$4:$V$10000)),\"--\"))","v":"--"},{"$f":"IFERROR(AVERAGE(IF('1. Eff Raw Data'!$S$4:S$10000='2. Summary Eff Data'!B155,'1. Eff Raw Data'!$U$4:$U$10000)),\"--\")","v":"--"},"--",{"$f":"IF(ISNUMBER(P155),IF(O155=0,0,STDEV(IF('1. Eff Raw Data'!$S$4:S$10000='2. Summary Eff Data'!B155,'1. Eff Raw Data'!$U$4:$U$10000))),\"--\")","v":"--"}]
["Chlordane",57749,{"$f":"IF(ISBLANK('Parameter Information'!H156),\"--\",'Parameter Information'!H156)","v":0.1},"--",null,null,null,null,null,null,null,null,null,{"$f":"IF(ISNUMBER(P156),SUMIF('1. Eff Raw Data'!S$4:S$10000,'2. Summary Eff Data'!B156,'1. Eff Raw Data'!T$4:T$10000),\"--\")","v":"--"},"--",{"$f":"IF(COUNTIF('1. Eff Raw Data'!S$4:S$10000,'2. Summary Eff Data'!B156)=0,\"--\",COUNTIF('1. Eff Raw Data'!S$4:S$10000,'2. Summary Eff Data'!B156))","v":"--"},{"$f":"IF(ISNUMBER(P156),IF(O156=0,0,MAX(IF('1. Eff Raw Data'!$S$4:S$10000='2. Summary Eff Data'!B156,'1. Eff Raw Data'!$U$4:$U$10000))),\"--\")","v":"--"},{"$f":"IF(O156=0,0,IFERROR(GEOMEAN(IF('1. Eff Raw Data'!$S$4:S$10000='2. Summary Eff Data'!B156,'1. Eff Raw Data'!$V$4:$V$10000)),\"--\"))","v":"--"},{"$f":"IFERROR(AVERAGE(IF('1. Eff Raw Data'!$S$4:S$10000='2. Summary Eff Data'!B156,'1. Eff Raw Data'!$U$4:$U$10000)),\"--\")","v":"--"},"--",{"$f":"IF(ISNUMBER(P156),IF(O156=0,0,STDEV(IF('1. Eff Raw Data'!$S$4:S$10000='2. Summary Eff Data'!B156,'1. Eff Raw Data'!$U$4:$U$10000))),\"--\")","v":"--"}]
["Chloropyrifos",2921882,{"$f":"IF(ISBLANK('Parameter Information'!H157),\"--\",'Parameter Information'!H157)","v":0.05},"--",null,null,null,null,null,null,null,null,null,{"$f":"IF(ISNUMBER(P157),SUMIF('1. Eff Raw Data'!S$4:S$10000,'2. Summary Eff Data'!B157,'1. Eff Raw Data'!T$4:T$10000),\"--\")","v":"--"},"--",{"$f":"IF(COUNTIF('1. Eff Raw Data'!S$4:S$10000,'2. Summary Eff Data'!B157)=0,\"--\",COUNTIF('1. Eff Raw Data'!S$4:S$10000,'2. Summary Eff Data'!B157))","v":"--"},{"$f":"IF(ISNUMBER(P157),IF(O157=0,0,MAX(IF('1. Eff Raw Data'!$S$4:S$10000='2. Summary Eff Data'!B157,'1. Eff Raw Data'!$U$4:$U$10000))),\"--\")","v":"--"},{"$f":"IF(O157=0,0,IFERROR(GEOMEAN(IF('1. Eff Raw Data'!$S$4:S$10000='2. Summary Eff Data'!B157,'1. Eff Raw Data'!$V$4:$V$10000)),\"--\"))","v":"--"},{"$f":"IFERROR(AVERAGE(IF('1. Eff Raw Data'!$S$4:S$10000='2. Summary Eff Data'!B157,'1. Eff Raw Data'!$U$4:$U$10000)),\"--\")","v":"--"},"--",{"$f":"IF(ISNUMBER(P157),IF(O157=0,0,STDEV(IF('1. Eff Raw Data'!$S$4:S$10000='2. Summary Eff Data'!B157,'1. Eff Raw Data'!$U$4:$U$10000))),\"--\")","v":"--"}]
["Demeton",8065483,{"$f":"IF(ISBLANK('Parameter Information'!H158),\"--\",'Parameter Information'!H158)","v":2.4500000000000002},"--",null,null,null,null,null,null,null,null,null,{"$f":"IF(ISNUMBER(P158),SUMIF('1. Eff Raw Data'!S$4:S$10000,'2. Summary Eff Data'!B158,'1. Eff Raw Data'!T$4:T$10000),\"--\")","v":"--"},"--",{"$f":"IF(COUNTIF('1. Eff Raw Data'!S$4:S$10000,'2. Summary Eff Data'!B158)=0,\"--\",COUNTIF('1. Eff Raw Data'!S$4:S$10000,'2. Summary Eff Data'!B158))","v":"--"},{"$f":"IF(ISNUMBER(P158),IF(O158=0,0,MAX(IF('1. Eff Raw Data'!$S$4:S$10000='2. Summary Eff Data'!B158,'1. Eff Raw Data'!$U$4:$U$10000))),\"--\")","v":"--"},{"$f":"IF(O158=0,0,IFERROR(GEOMEAN(IF('1. Eff Raw Data'!$S$4:S$10000='2. Summary Eff Data'!B158,'1. Eff Raw Data'!$V$4:$V$10000)),\"--\"))","v":"--"},{"$f":"IFERROR(AVERAGE(IF('1. Eff Raw Data'!$S$4:S$10000='2. Summary Eff Data'!B158,'1. Eff Raw Data'!$U$4:$U$10000)),\"--\")","v":"--"},"--",{"$f":"IF(ISNUMBER(P158),IF(O158=0,0,STDEV(IF('1. Eff Raw Data'!$S$4:S$10000='2. Summary Eff Data'!B158,'1. Eff Raw Data'!$U$4:$U$10000))),\"--\")","v":"--"}]
["DDD 4,4'",72548,{"$f":"IF(ISBLANK('Parameter Information'!H159),\"--\",'Parameter Information'!H159)","v":0.01},"--",null,null,null,null,null,null,null,null,null,{"$f":"IF(ISNUMBER(P159),SUMIF('1. Eff Raw Data'!S$4:S$10000,'2. Summary Eff Data'!B159,'1. Eff Raw Data'!T$4:T$10000),\"--\")","v":"--"},"--",{"$f":"IF(COUNTIF('1. Eff Raw Data'!S$4:S$10000,'2. Summary Eff Data'!B159)=0,\"--\",COUNTIF('1. Eff Raw Data'!S$4:S$10000,'2. Summary Eff Data'!B159))","v":"--"},{"$f":"IF(ISNUMBER(P159),IF(O159=0,0,MAX(IF('1. Eff Raw Data'!$S$4:S$10000='2. Summary Eff Data'!B159,'1. Eff Raw Data'!$U$4:$U$10000))),\"--\")","v":"--"},{"$f":"IF(O159=0,0,IFERROR(GEOMEAN(IF('1. Eff Raw Data'!$S$4:S$10000='2. Summary Eff Data'!B159,'1. Eff Raw Data'!$V$4:$V$10000)),\"--\"))","v":"--"},{"$f":"IFERROR(AVERAGE(IF('1. Eff Raw Data'!$S$4:S$10000='2. Summary Eff Data'!B159,'1. Eff Raw Data'!$U$4:$U$10000)),\"--\")","v":"--"},"--",{"$f":"IF(ISNUMBER(P159),IF(O159=0,0,STDEV(IF('1. Eff Raw Data'!$S$4:S$10000='2. Summary Eff Data'!B159,'1. Eff Raw Data'!$U$4:$U$10000))),\"--\")","v":"--"}]
["DDE 4,4'",72559,{"$f":"IF(ISBLANK('Parameter Information'!H160),\"--\",'Parameter Information'!H160)","v":0.01},"--",null,null,null,null,null,null,null,null,null,{"$f":"IF(ISNUMBER(P160),SUMIF('1. Eff Raw Data'!S$4:S$10000,'2. Summary Eff Data'!B160,'1. Eff Raw Data'!T$4:T$10000),\"--\")","v":"--"},"--",{"$f":"IF(COUNTIF('1. Eff Raw Data'!S$4:S$10000,'2. Summary Eff Data'!B160)=0,\"--\",COUNTIF('1. Eff Raw Data'!S$4:S$10000,'2. Summary Eff Data'!B160))","v":"--"},{"$f":"IF(ISNUMBER(P160),IF(O160=0,0,MAX(IF('1. Eff Raw Data'!$S$4:S$10000='2. Summary Eff Data'!B160,'1. Eff Raw Data'!$U$4:$U$10000))),\"--\")","v":"--"},{"$f":"IF(O160=0,0,IFERROR(GEOMEAN(IF('1. Eff Raw Data'!$S$4:S$10000='2. Summary Eff Data'!B160,'1. Eff Raw Data'!$V$4:$V$10000)),\"--\"))","v":"--"},{"$f":"IFERROR(AVERAGE(IF('1. Eff Raw Data'!$S$4:S$10000='2. Summary Eff Data'!B160,'1. Eff Raw Data'!$U$4:$U$10000)),\"--\")","v":"--"},"--",{"$f":"IF(ISNUMBER(P160),IF(O160=0,0,STDEV(IF('1. Eff Raw Data'!$S$4:S$10000='2. Summary Eff Data'!B160,'1. Eff Raw Data'!$U$4:$U$10000))),\"--\")","v":"--"}]
["DDT 4,4'",50293,{"$f":"IF(ISBLANK('Parameter Information'!H161),\"--\",'Parameter Information'!H161)","v":0.01},"--",null,null,null,null,null,null,null,null,null,{"$f":"IF(ISNUMBER(P161),SUMIF('1. Eff Raw Data'!S$4:S$10000,'2. Summary Eff Data'!B161,'1. Eff Raw Data'!T$4:T$10000),\"--\")","v":"--"},"--",{"$f":"IF(COUNTIF('1. Eff Raw Data'!S$4:S$10000,'2. Summary Eff Data'!B161)=0,\"--\",COUNTIF('1. Eff Raw Data'!S$4:S$10000,'2. Summary Eff Data'!B161))","v":"--"},{"$f":"IF(ISNUMBER(P161),IF(O161=0,0,MAX(IF('1. Eff Raw Data'!$S$4:S$10000='2. Summary Eff Data'!B161,'1. Eff Raw Data'!$U$4:$U$10000))),\"--\")","v":"--"},{"$f":"IF(O161=0,0,IFERROR(GEOMEAN(IF('1. Eff Raw Data'!$S$4:S$10000='2. Summary Eff Data'!B161,'1. Eff Raw Data'!$V$4:$V$10000)),\"--\"))","v":"--"},{"$f":"IFERROR(AVERAGE(IF('1. Eff Raw Data'!$S$4:S$10000='2. Summary Eff Data'!B161,'1. Eff Raw Data'!$U$4:$U$10000)),\"--\")","v":"--"},"--",{"$f":"IF(ISNUMBER(P161),IF(O161=0,0,STDEV(IF('1. Eff Raw Data'!$S$4:S$10000='2. Summary Eff Data'!B161,'1. Eff Raw Data'!$U$4:$U$10000))),\"--\")","v":"--"}]
["Dieldrin",60571,{"$f":"IF(ISBLANK('Parameter Information'!H162),\"--\",'Parameter Information'!H162)","v":0.01},"--",null,null,null,null,null,null,null,null,null,{"$f":"IF(ISNUMBER(P162),SUMIF('1. Eff Raw Data'!S$4:S$10000,'2. Summary Eff Data'!B162,'1. Eff Raw Data'!T$4:T$10000),\"--\")","v":"--"},"--",{"$f":"IF(COUNTIF('1. Eff Raw Data'!S$4:S$10000,'2. Summary Eff Data'!B162)=0,\"--\",COUNTIF('1. Eff Raw Data'!S$4:S$10000,'2. Summary Eff Data'!B162))","v":"--"},{"$f":"IF(ISNUMBER(P162),IF(O162=0,0,MAX(IF('1. Eff Raw Data'!$S$4:S$10000='2. Summary Eff Data'!B162,'1. Eff Raw Data'!$U$4:$U$10000))),\"--\")","v":"--"},{"$f":"IF(O162=0,0,IFERROR(GEOMEAN(IF('1. Eff Raw Data'!$S$4:S$10000='2. Summary Eff Data'!B162,'1. Eff Raw Data'!$V$4:$V$10000)),\"--\"))","v":"--"},{"$f":"IFERROR(AVERAGE(IF('1. Eff Raw Data'!$S$4:S$10000='2. Summary Eff Data'!B162,'1. Eff Raw Data'!$U$4:$U$10000)),\"--\")","v":"--"},"--",{"$f":"IF(ISNUMBER(P162),IF(O162=0,0,STDEV(IF('1. Eff Raw Data'!$S$4:S$10000='2. Summary Eff Data'!B162,'1. Eff Raw Data'!$U$4:$U$10000))),\"--\")","v":"--"}]
["Endosulfan alpha",959988,{"$f":"IF(ISBLANK('Parameter Information'!H163),\"--\",'Parameter Information'!H163)","v":4.2000000000000003E-2},"--",null,null,null,null,null,null,null,null,null,{"$f":"IF(ISNUMBER(P163),SUMIF('1. Eff Raw Data'!S$4:S$10000,'2. Summary Eff Data'!B163,'1. Eff Raw Data'!T$4:T$10000),\"--\")","v":"--"},"--",{"$f":"IF(COUNTIF('1. Eff Raw Data'!S$4:S$10000,'2. Summary Eff Data'!B163)=0,\"--\",COUNTIF('1. Eff Raw Data'!S$4:S$10000,'2. Summary Eff Data'!B163))","v":"--"},{"$f":"IF(ISNUMBER(P163),IF(O163=0,0,MAX(IF('1. Eff Raw Data'!$S$4:S$10000='2. Summary Eff Data'!B163,'1. Eff Raw Data'!$U$4:$U$10000))),\"--\")","v":"--"},{"$f":"IF(O163=0,0,IFERROR(GEOMEAN(IF('1. Eff Raw Data'!$S$4:S$10000='2. Summary Eff Data'!B163,'1. Eff Raw Data'!$V$4:$V$10000)),\"--\"))","v":"--"},{"$f":"IFERROR(AVERAGE(IF('1. Eff Raw Data'!$S$4:S$10000='2. Summary Eff Data'!B163,'1. Eff Raw Data'!$U$4:$U$10000)),\"--\")","v":"--"},"--",{"$f":"IF(ISNUMBER(P163),IF(O163=0,0,STDEV(IF('1. Eff Raw Data'!$S$4:S$10000='2. Summary Eff Data'!B163,'1. Eff Raw Data'!$U$4:$U$10000))),\"--\")","v":"--"}]
["Endosulfan beta",33213659,{"$f":"IF(ISBLANK('Parameter Information'!H164),\"--\",'Parameter Information'!H164)","v":1.2E-2},"--",null,null,null,null,null,null,null,null,null,{"$f":"IF(ISNUMBER(P164),SUMIF('1. Eff Raw Data'!S$4:S$10000,'2. Summary Eff Data'!B164,'1. Eff Raw Data'!T$4:T$10000),\"--\")","v":"--"},"--",{"$f":"IF(COUNTIF('1. Eff Raw Data'!S$4:S$10000,'2. Summary Eff Data'!B164)=0,\"--\",COUNTIF('1. Eff Raw Data'!S$4:S$10000,'2. Summary Eff Data'!B164))","v":"--"},{"$f":"IF(ISNUMBER(P164),IF(O164=0,0,MAX(IF('1. Eff Raw Data'!$S$4:S$10000='2. Summary Eff Data'!B164,'1. Eff Raw Data'!$U$4:$U$10000))),\"--\")","v":"--"},{"$f":"IF(O164=0,0,IFERROR(GEOMEAN(IF('1. Eff Raw Data'!$S$4:S$10000='2. Summary Eff Data'!B164,'1. Eff Raw Data'!$V$4:$V$10000)),\"--\"))","v":"--"},{"$f":"IFERROR(AVERAGE(IF('1. Eff Raw Data'!$S$4:S$10000='2. Summary Eff Data'!B164,'1. Eff Raw Data'!$U$4:$U$10000)),\"--\")","v":"--"},"--",{"$f":"IF(ISNUMBER(P164),IF(O164=0,0,STDEV(IF('1. Eff Raw Data'!$S$4:S$10000='2. Summary Eff Data'!B164,'1. Eff Raw Data'!$U$4:$U$10000))),\"--\")","v":"--"}]
["Endosulfan Sulfate",1031078,{"$f":"IF(ISBLANK('Parameter Information'!H165),\"--\",'Parameter Information'!H165)","v":0.19800000000000001},"--",null,null,null,null,null,null,null,null,null,{"$f":"IF(ISNUMBER(P165),SUMIF('1. Eff Raw Data'!S$4:S$10000,'2. Summary Eff Data'!B165,'1. Eff Raw Data'!T$4:T$10000),\"--\")","v":"--"},"--",{"$f":"IF(COUNTIF('1. Eff Raw Data'!S$4:S$10000,'2. Summary Eff Data'!B165)=0,\"--\",COUNTIF('1. Eff Raw Data'!S$4:S$10000,'2. Summary Eff Data'!B165))","v":"--"},{"$f":"IF(ISNUMBER(P165),IF(O165=0,0,MAX(IF('1. Eff Raw Data'!$S$4:S$10000='2. Summary Eff Data'!B165,'1. Eff Raw Data'!$U$4:$U$10000))),\"--\")","v":"--"},{"$f":"IF(O165=0,0,IFERROR(GEOMEAN(IF('1. Eff Raw Data'!$S$4:S$10000='2. Summary Eff Data'!B165,'1. Eff Raw Data'!$V$4:$V$10000)),\"--\"))","v":"--"},{"$f":"IFERROR(AVERAGE(IF('1. Eff Raw Data'!$S$4:S$10000='2. Summary Eff Data'!B165,'1. Eff Raw Data'!$U$4:$U$10000)),\"--\")","v":"--"},"--",{"$f":"IF(ISNUMBER(P165),IF(O165=0,0,STDEV(IF('1. Eff Raw Data'!$S$4:S$10000='2. Summary Eff Data'!B165,'1. Eff Raw Data'!$U$4:$U$10000))),\"--\")","v":"--"}]
["Endosulfan",115297,{"$f":"IF(ISBLANK('Parameter Information'!H166),\"--\",'Parameter Information'!H166)","v":0.01},"Only methods for Endosulfan A&B are avail, when req'd use compilation of A&B to det. total",null,null,null,null,null,null,null,null,null,{"$f":"IF(ISNUMBER(P166),SUMIF('1. Eff Raw Data'!S$4:S$10000,'2. Summary Eff Data'!B166,'1. Eff Raw Data'!T$4:T$10000),\"--\")","v":"--"},"--",{"$f":"IF(COUNTIF('1. Eff Raw Data'!S$4:S$10000,'2. Summary Eff Data'!B166)=0,\"--\",COUNTIF('1. Eff Raw Data'!S$4:S$10000,'2. Summary Eff Data'!B166))","v":"--"},{"$f":"IF(ISNUMBER(P166),IF(O166=0,0,MAX(IF('1. Eff Raw Data'!$S$4:S$10000='2. Summary Eff Data'!B166,'1. Eff Raw Data'!$U$4:$U$10000))),\"--\")","v":"--"},{"$f":"IF(O166=0,0,IFERROR(GEOMEAN(IF('1. Eff Raw Data'!$S$4:S$10000='2. Summary Eff Data'!B166,'1. Eff Raw Data'!$V$4:$V$10000)),\"--\"))","v":"--"},{"$f":"IFERROR(AVERAGE(IF('1. Eff Raw Data'!$S$4:S$10000='2. Summary Eff Data'!B166,'1. Eff Raw Data'!$U$4:$U$10000)),\"--\")","v":"--"},"--",{"$f":"IF(ISNUMBER(P166),IF(O166=0,0,STDEV(IF('1. Eff Raw Data'!$S$4:S$10000='2. Summary Eff Data'!B166,'1. Eff Raw Data'!$U$4:$U$10000))),\"--\")","v":"--"}]
["Endrin",72208,{"$f":"IF(ISBLANK('Parameter Information'!H167),\"--\",'Parameter Information'!H167)","v":1.7999999999999999E-2},"--",null,null,null,null,null,null,null,null,null,{"$f":"IF(ISNUMBER(P167),SUMIF('1. Eff Raw Data'!S$4:S$10000,'2. Summary Eff Data'!B167,'1. Eff Raw Data'!T$4:T$10000),\"--\")","v":"--"},"--",{"$f":"IF(COUNTIF('1. Eff Raw Data'!S$4:S$10000,'2. Summary Eff Data'!B167)=0,\"--\",COUNTIF('1. Eff Raw Data'!S$4:S$10000,'2. Summary Eff Data'!B167))","v":"--"},{"$f":"IF(ISNUMBER(P167),IF(O167=0,0,MAX(IF('1. Eff Raw Data'!$S$4:S$10000='2. Summary Eff Data'!B167,'1. Eff Raw Data'!$U$4:$U$10000))),\"--\")","v":"--"},{"$f":"IF(O167=0,0,IFERROR(GEOMEAN(IF('1. Eff Raw Data'!$S$4:S$10000='2. Summary Eff Data'!B167,'1. Eff Raw Data'!$V$4:$V$10000)),\"--\"))","v":"--"},{"$f":"IFERROR(AVERAGE(IF('1. Eff Raw Data'!$S$4:S$10000='2. Summary Eff Data'!B167,'1. Eff Raw Data'!$U$4:$U$10000)),\"--\")","v":"--"},"--",{"$f":"IF(ISNUMBER(P167),IF(O167=0,0,STDEV(IF('1. Eff Raw Data'!$S$4:S$10000='2. Summary Eff Data'!B167,'1. Eff Raw Data'!$U$4:$U$10000))),\"--\")","v":"--"}]
["Endrin Aldehyde",7421934,{"$f":"IF(ISBLANK('Parameter Information'!H168),\"--\",'Parameter Information'!H168)","v":1.4999999999999999E-2},"--",null,null,null,null,null,null,null,null,null,{"$f":"IF(ISNUMBER(P168),SUMIF('1. Eff Raw Data'!S$4:S$10000,'2. Summary Eff Data'!B168,'1. Eff Raw Data'!T$4:T$10000),\"--\")","v":"--"},"--",{"$f":"IF(COUNTIF('1. Eff Raw Data'!S$4:S$10000,'2. Summary Eff Data'!B168)=0,\"--\",COUNTIF('1. Eff Raw Data'!S$4:S$10000,'2. Summary Eff Data'!B168))","v":"--"},{"$f":"IF(ISNUMBER(P168),IF(O168=0,0,MAX(IF('1. Eff Raw Data'!$S$4:S$10000='2. Summary Eff Data'!B168,'1. Eff Raw Data'!$U$4:$U$10000))),\"--\")","v":"--"},{"$f":"IF(O168=0,0,IFERROR(GEOMEAN(IF('1. Eff Raw Data'!$S$4:S$10000='2. Summary Eff Data'!B168,'1. Eff Raw Data'!$V$4:$V$10000)),\"--\"))","v":"--"},{"$f":"IFERROR(AVERAGE(IF('1. Eff Raw Data'!$S$4:S$10000='2. Summary Eff Data'!B168,'1. Eff Raw Data'!$U$4:$U$10000)),\"--\")","v":"--"},"--",{"$f":"IF(ISNUMBER(P168),IF(O168=0,0,STDEV(IF('1. Eff Raw Data'!$S$4:S$10000='2. Summary Eff Data'!B168,'1. Eff Raw Data'!$U$4:$U$10000))),\"--\")","v":"--"}]
["Guthion",86500,{"$f":"IF(ISBLANK('Parameter Information'!H169),\"--\",'Parameter Information'!H169)","v":1.75},"--",null,null,null,null,null,null,null,null,null,{"$f":"IF(ISNUMBER(P169),SUMIF('1. Eff Raw Data'!S$4:S$10000,'2. Summary Eff Data'!B169,'1. Eff Raw Data'!T$4:T$10000),\"--\")","v":"--"},"--",{"$f":"IF(COUNTIF('1. Eff Raw Data'!S$4:S$10000,'2. Summary Eff Data'!B169)=0,\"--\",COUNTIF('1. Eff Raw Data'!S$4:S$10000,'2. Summary Eff Data'!B169))","v":"--"},{"$f":"IF(ISNUMBER(P169),IF(O169=0,0,MAX(IF('1. Eff Raw Data'!$S$4:S$10000='2. Summary Eff Data'!B169,'1. Eff Raw Data'!$U$4:$U$10000))),\"--\")","v":"--"},{"$f":"IF(O169=0,0,IFERROR(GEOMEAN(IF('1. Eff Raw Data'!$S$4:S$10000='2. Summary Eff Data'!B169,'1. Eff Raw Data'!$V$4:$V$10000)),\"--\"))","v":"--"},{"$f":"IFERROR(AVERAGE(IF('1. Eff Raw Data'!$S$4:S$10000='2. Summary Eff Data'!B169,'1. Eff Raw Data'!$U$4:$U$10000)),\"--\")","v":"--"},"--",{"$f":"IF(ISNUMBER(P169),IF(O169=0,0,STDEV(IF('1. Eff Raw Data'!$S$4:S$10000='2. Summary Eff Data'!B169,'1. Eff Raw Data'!$U$4:$U$10000))),\"--\")","v":"--"}]
["Heptachlor",76448,{"$f":"IF(ISBLANK('Parameter Information'!H170),\"--\",'Parameter Information'!H170)","v":0.01},"--",null,null,null,null,null,null,null,null,null,{"$f":"IF(ISNUMBER(P170),SUMIF('1. Eff Raw Data'!S$4:S$10000,'2. Summary Eff Data'!B170,'1. Eff Raw Data'!T$4:T$10000),\"--\")","v":"--"},"--",{"$f":"IF(COUNTIF('1. Eff Raw Data'!S$4:S$10000,'2. Summary Eff Data'!B170)=0,\"--\",COUNTIF('1. Eff Raw Data'!S$4:S$10000,'2. Summary Eff Data'!B170))","v":"--"},{"$f":"IF(ISNUMBER(P170),IF(O170=0,0,MAX(IF('1. Eff Raw Data'!$S$4:S$10000='2. Summary Eff Data'!B170,'1. Eff Raw Data'!$U$4:$U$10000))),\"--\")","v":"--"},{"$f":"IF(O170=0,0,IFERROR(GEOMEAN(IF('1. Eff Raw Data'!$S$4:S$10000='2. Summary Eff Data'!B170,'1. Eff Raw Data'!$V$4:$V$10000)),\"--\"))","v":"--"},{"$f":"IFERROR(AVERAGE(IF('1. Eff Raw Data'!$S$4:S$10000='2. Summary Eff Data'!B170,'1. Eff Raw Data'!$U$4:$U$10000)),\"--\")","v":"--"},"--",{"$f":"IF(ISNUMBER(P170),IF(O170=0,0,STDEV(IF('1. Eff Raw Data'!$S$4:S$10000='2. Summary Eff Data'!B170,'1. Eff Raw Data'!$U$4:$U$10000))),\"--\")","v":"--"}]
["Heptachlor Epoxide",1024573,{"$f":"IF(ISBLANK('Parameter Information'!H171),\"--\",'Parameter Information'!H171)","v":0.01},"--",null,null,null,null,null,null,null,null,null,{"$f":"IF(ISNUMBER(P171),SUMIF('1. Eff Raw Data'!S$4:S$10000,'2. Summary Eff Data'!B171,'1. Eff Raw Data'!T$4:T$10000),\"--\")","v":"--"},"--",{"$f":"IF(COUNTIF('1. Eff Raw Data'!S$4:S$10000,'2. Summary Eff Data'!B171)=0,\"--\",COUNTIF('1. Eff Raw Data'!S$4:S$10000,'2. Summary Eff Data'!B171))","v":"--"},{"$f":"IF(ISNUMBER(P171),IF(O171=0,0,MAX(IF('1. Eff Raw Data'!$S$4:S$10000='2. Summary Eff Data'!B171,'1. Eff Raw Data'!$U$4:$U$10000))),\"--\")","v":"--"},{"$f":"IF(O171=0,0,IFERROR(GEOMEAN(IF('1. Eff Raw Data'!$S$4:S$10000='2. Summary Eff Data'!B171,'1. Eff Raw Data'!$V$4:$V$10000)),\"--\"))","v":"--"},{"$f":"IFERROR(AVERAGE(IF('1. Eff Raw Data'!$S$4:S$10000='2. Summary Eff Data'!B171,'1. Eff Raw Data'!$U$4:$U$10000)),\"--\")","v":"--"},"--",{"$f":"IF(ISNUMBER(P171),IF(O171=0,0,STDEV(IF('1. Eff Raw Data'!$S$4:S$10000='2. Summary Eff Data'!B171,'1. Eff Raw Data'!$U$4:$U$10000))),\"--\")","v":"--"}]
["Malathion",121755,{"$f":"IF(ISBLANK('Parameter Information'!H172),\"--\",'Parameter Information'!H172)","v":1.9},"--",null,null,null,null,null,null,null,null,null,{"$f":"IF(ISNUMBER(P172),SUMIF('1. Eff Raw Data'!S$4:S$10000,'2. Summary Eff Data'!B172,'1. Eff Raw Data'!T$4:T$10000),\"--\")","v":"--"},"--",{"$f":"IF(COUNTIF('1. Eff Raw Data'!S$4:S$10000,'2. Summary Eff Data'!B172)=0,\"--\",COUNTIF('1. Eff Raw Data'!S$4:S$10000,'2. Summary Eff Data'!B172))","v":"--"},{"$f":"IF(ISNUMBER(P172),IF(O172=0,0,MAX(IF('1. Eff Raw Data'!$S$4:S$10000='2. Summary Eff Data'!B172,'1. Eff Raw Data'!$U$4:$U$10000))),\"--\")","v":"--"},{"$f":"IF(O172=0,0,IFERROR(GEOMEAN(IF('1. Eff Raw Data'!$S$4:S$10000='2. Summary Eff Data'!B172,'1. Eff Raw Data'!$V$4:$V$10000)),\"--\"))","v":"--"},{"$f":"IFERROR(AVERAGE(IF('1. Eff Raw Data'!$S$4:S$10000='2. Summary Eff Data'!B172,'1. Eff Raw Data'!$U$4:$U$10000)),\"--\")","v":"--"},"--",{"$f":"IF(ISNUMBER(P172),IF(O172=0,0,STDEV(IF('1. Eff Raw Data'!$S$4:S$10000='2. Summary Eff Data'!B172,'1. Eff Raw Data'!$U$4:$U$10000))),\"--\")","v":"--"}]
["Methoxychlor",72435,{"$f":"IF(ISBLANK('Parameter Information'!H173),\"--\",'Parameter Information'!H173)","v":0.01},"--",null,null,null,null,null,null,null,null,null,{"$f":"IF(ISNUMBER(P173),SUMIF('1. Eff Raw Data'!S$4:S$10000,'2. Summary Eff Data'!B173,'1. Eff Raw Data'!T$4:T$10000),\"--\")","v":"--"},"--",{"$f":"IF(COUNTIF('1. Eff Raw Data'!S$4:S$10000,'2. Summary Eff Data'!B173)=0,\"--\",COUNTIF('1. Eff Raw Data'!S$4:S$10000,'2. Summary Eff Data'!B173))","v":"--"},{"$f":"IF(ISNUMBER(P173),IF(O173=0,0,MAX(IF('1. Eff Raw Data'!$S$4:S$10000='2. Summary Eff Data'!B173,'1. Eff Raw Data'!$U$4:$U$10000))),\"--\")","v":"--"},{"$f":"IF(O173=0,0,IFERROR(GEOMEAN(IF('1. Eff Raw Data'!$S$4:S$10000='2. Summary Eff Data'!B173,'1. Eff Raw Data'!$V$4:$V$10000)),\"--\"))","v":"--"},{"$f":"IFERROR(AVERAGE(IF('1. Eff Raw Data'!$S$4:S$10000='2. Summary Eff Data'!B173,'1. Eff Raw Data'!$U$4:$U$10000)),\"--\")","v":"--"},"--",{"$f":"IF(ISNUMBER(P173),IF(O173=0,0,STDEV(IF('1. Eff Raw Data'!$S$4:S$10000='2. Summary Eff Data'!B173,'1. Eff Raw Data'!$U$4:$U$10000))),\"--\")","v":"--"}]
["Mirex",2385855,{"$f":"IF(ISBLANK('Parameter Information'!H174),\"--\",'Parameter Information'!H174)","v":0.96},"--",null,null,null,null,null,null,null,null,null,{"$f":"IF(ISNUMBER(P174),SUMIF('1. Eff Raw Data'!S$4:S$10000,'2. Summary Eff Data'!B174,'1. Eff Raw Data'!T$4:T$10000),\"--\")","v":"--"},"--",{"$f":"IF(COUNTIF('1. Eff Raw Data'!S$4:S$10000,'2. Summary Eff Data'!B174)=0,\"--\",COUNTIF('1. Eff Raw Data'!S$4:S$10000,'2. Summary Eff Data'!B174))","v":"--"},{"$f":"IF(ISNUMBER(P174),IF(O174=0,0,MAX(IF('1. Eff Raw Data'!$S$4:S$10000='2. Summary Eff Data'!B174,'1. Eff Raw Data'!$U$4:$U$10000))),\"--\")","v":"--"},{"$f":"IF(O174=0,0,IFERROR(GEOMEAN(IF('1. Eff Raw Data'!$S$4:S$10000='2. Summary Eff Data'!B174,'1. Eff Raw Data'!$V$4:$V$10000)),\"--\"))","v":"--"},{"$f":"IFERROR(AVERAGE(IF('1. Eff Raw Data'!$S$4:S$10000='2. Summary Eff Data'!B174,'1. Eff Raw Data'!$U$4:$U$10000)),\"--\")","v":"--"},"--",{"$f":"IF(ISNUMBER(P174),IF(O174=0,0,STDEV(IF('1. Eff Raw Data'!$S$4:S$10000='2. Summary Eff Data'!B174,'1. Eff Raw Data'!$U$4:$U$10000))),\"--\")","v":"--"}]
["Parathion",56382,{"$f":"IF(ISBLANK('Parameter Information'!H175),\"--\",'Parameter Information'!H175)","v":0.95},"--",null,null,null,null,null,null,null,null,null,{"$f":"IF(ISNUMBER(P175),SUMIF('1. Eff Raw Data'!S$4:S$10000,'2. Summary Eff Data'!B175,'1. Eff Raw Data'!T$4:T$10000),\"--\")","v":"--"},"--",{"$f":"IF(COUNTIF('1. Eff Raw Data'!S$4:S$10000,'2. Summary Eff Data'!B175)=0,\"--\",COUNTIF('1. Eff Raw Data'!S$4:S$10000,'2. Summary Eff Data'!B175))","v":"--"},{"$f":"IF(ISNUMBER(P175),IF(O175=0,0,MAX(IF('1. Eff Raw Data'!$S$4:S$10000='2. Summary Eff Data'!B175,'1. Eff Raw Data'!$U$4:$U$10000))),\"--\")","v":"--"},{"$f":"IF(O175=0,0,IFERROR(GEOMEAN(IF('1. Eff Raw Data'!$S$4:S$10000='2. Summary Eff Data'!B175,'1. Eff Raw Data'!$V$4:$V$10000)),\"--\"))","v":"--"},{"$f":"IFERROR(AVERAGE(IF('1. Eff Raw Data'!$S$4:S$10000='2. Summary Eff Data'!B175,'1. Eff Raw Data'!$U$4:$U$10000)),\"--\")","v":"--"},"--",{"$f":"IF(ISNUMBER(P175),IF(O175=0,0,STDEV(IF('1. Eff Raw Data'!$S$4:S$10000='2. Summary Eff Data'!B175,'1. Eff Raw Data'!$U$4:$U$10000))),\"--\")","v":"--"}]
["Toxaphene",8001352,{"$f":"IF(ISBLANK('Parameter Information'!H176),\"--\",'Parameter Information'!H176)","v":0.5},"--",null,null,null,null,null,null,null,null,null,{"$f":"IF(ISNUMBER(P176),SUMIF('1. Eff Raw Data'!S$4:S$10000,'2. Summary Eff Data'!B176,'1. Eff Raw Data'!T$4:T$10000),\"--\")","v":"--"},"--",{"$f":"IF(COUNTIF('1. Eff Raw Data'!S$4:S$10000,'2. Summary Eff Data'!B176)=0,\"--\",COUNTIF('1. Eff Raw Data'!S$4:S$10000,'2. Summary Eff Data'!B176))","v":"--"},{"$f":"IF(ISNUMBER(P176),IF(O176=0,0,MAX(IF('1. Eff Raw Data'!$S$4:S$10000='2. Summary Eff Data'!B176,'1. Eff Raw Data'!$U$4:$U$10000))),\"--\")","v":"--"},{"$f":"IF(O176=0,0,IFERROR(GEOMEAN(IF('1. Eff Raw Data'!$S$4:S$10000='2. Summary Eff Data'!B176,'1. Eff Raw Data'!$V$4:$V$10000)),\"--\"))","v":"--"},{"$f":"IFERROR(AVERAGE(IF('1. Eff Raw Data'!$S$4:S$10000='2. Summary Eff Data'!B176,'1. Eff Raw Data'!$U$4:$U$10000)),\"--\")","v":"--"},"--",{"$f":"IF(ISNUMBER(P176),IF(O176=0,0,STDEV(IF('1. Eff Raw Data'!$S$4:S$10000='2. Summary Eff Data'!B176,'1. Eff Raw Data'!$U$4:$U$10000))),\"--\")","v":"--"}]
["Total PCBs (Sum of PCB Aroclors)",1336363,{"$f":"IF(ISBLANK('Parameter Information'!H177),\"--\",'Parameter Information'!H177)","v":0.5},"Total PCBs is highest single cumulative sampling event of PCB aroclors 1016, 1221, 1232, 1242, 1248, 1254 & 1260.",null,null,null,null,null,null,null,null,null,{"$f":"IF(ISNUMBER(P177),SUMIF('1. Eff Raw Data'!S$4:S$10000,'2. Summary Eff Data'!B177,'1. Eff Raw Data'!T$4:T$10000),\"--\")","v":"--"},"--",{"$f":"IF(COUNTIF('1. Eff Raw Data'!S$4:S$10000,'2. Summary Eff Data'!B177)=0,\"--\",COUNTIF('1. Eff Raw Data'!S$4:S$10000,'2. Summary Eff Data'!B177))","v":"--"},{"$f":"IF(ISNUMBER(P177),IF(O177=0,0,MAX(IF('1. Eff Raw Data'!$S$4:S$10000='2. Summary Eff Data'!B177,'1. Eff Raw Data'!$U$4:$U$10000))),\"--\")","v":"--"},{"$f":"IF(O177=0,0,IFERROR(GEOMEAN(IF('1. Eff Raw Data'!$S$4:S$10000='2. Summary Eff Data'!B177,'1. Eff Raw Data'!$V$4:$V$10000)),\"--\"))","v":"--"},{"$f":"IFERROR(AVERAGE(IF('1. Eff Raw Data'!$S$4:S$10000='2. Summary Eff Data'!B177,'1. Eff Raw Data'!$U$4:$U$10000)),\"--\")","v":"--"},"--",{"$f":"IF(ISNUMBER(P177),IF(O177=0,0,STDEV(IF('1. Eff Raw Data'!$S$4:S$10000='2. Summary Eff Data'!B177,'1. Eff Raw Data'!$U$4:$U$10000))),\"--\")","v":"--"}]
["PCB- Aroclor 1016",12674112,{"$f":"IF(ISBLANK('Parameter Information'!H178),\"--\",'Parameter Information'!H178)","v":0.5},"--",null,null,null,null,null,null,null,null,null,{"$f":"IF(ISNUMBER(P178),SUMIF('1. Eff Raw Data'!S$4:S$10000,'2. Summary Eff Data'!B178,'1. Eff Raw Data'!T$4:T$10000),\"--\")","v":"--"},"--",{"$f":"IF(COUNTIF('1. Eff Raw Data'!S$4:S$10000,'2. Summary Eff Data'!B178)=0,\"--\",COUNTIF('1. Eff Raw Data'!S$4:S$10000,'2. Summary Eff Data'!B178))","v":"--"},{"$f":"IF(ISNUMBER(P178),IF(O178=0,0,MAX(IF('1. Eff Raw Data'!$S$4:S$10000='2. Summary Eff Data'!B178,'1. Eff Raw Data'!$U$4:$U$10000))),\"--\")","v":"--"},{"$f":"IF(O178=0,0,IFERROR(GEOMEAN(IF('1. Eff Raw Data'!$S$4:S$10000='2. Summary Eff Data'!B178,'1. Eff Raw Data'!$V$4:$V$10000)),\"--\"))","v":"--"},{"$f":"IFERROR(AVERAGE(IF('1. Eff Raw Data'!$S$4:S$10000='2. Summary Eff Data'!B178,'1. Eff Raw Data'!$U$4:$U$10000)),\"--\")","v":"--"},"--",{"$f":"IF(ISNUMBER(P178),IF(O178=0,0,STDEV(IF('1. Eff Raw Data'!$S$4:S$10000='2. Summary Eff Data'!B178,'1. Eff Raw Data'!$U$4:$U$10000))),\"--\")","v":"--"}]
["PCB- Aroclor 1221",11104282,{"$f":"IF(ISBLANK('Parameter Information'!H179),\"--\",'Parameter Information'!H179)","v":0.5},"--",null,null,null,null,null,null,null,null,null,{"$f":"IF(ISNUMBER(P179),SUMIF('1. Eff Raw Data'!S$4:S$10000,'2. Summary Eff Data'!B179,'1. Eff Raw Data'!T$4:T$10000),\"--\")","v":"--"},"--",{"$f":"IF(COUNTIF('1. Eff Raw Data'!S$4:S$10000,'2. Summary Eff Data'!B179)=0,\"--\",COUNTIF('1. Eff Raw Data'!S$4:S$10000,'2. Summary Eff Data'!B179))","v":"--"},{"$f":"IF(ISNUMBER(P179),IF(O179=0,0,MAX(IF('1. Eff Raw Data'!$S$4:S$10000='2. Summary Eff Data'!B179,'1. Eff Raw Data'!$U$4:$U$10000))),\"--\")","v":"--"},{"$f":"IF(O179=0,0,IFERROR(GEOMEAN(IF('1. Eff Raw Data'!$S$4:S$10000='2. Summary Eff Data'!B179,'1. Eff Raw Data'!$V$4:$V$10000)),\"--\"))","v":"--"},{"$f":"IFERROR(AVERAGE(IF('1. Eff Raw Data'!$S$4:S$10000='2. Summary Eff Data'!B179,'1. Eff Raw Data'!$U$4:$U$10000)),\"--\")","v":"--"},"--",{"$f":"IF(ISNUMBER(P179),IF(O179=0,0,STDEV(IF('1. Eff Raw Data'!$S$4:S$10000='2. Summary Eff Data'!B179,'1. Eff Raw Data'!$U$4:$U$10000))),\"--\")","v":"--"}]
["PCB- Aroclor 1232",11141165,{"$f":"IF(ISBLANK('Parameter Information'!H180),\"--\",'Parameter Information'!H180)","v":0.5},"--",null,null,null,null,null,null,null,null,null,{"$f":"IF(ISNUMBER(P180),SUMIF('1. Eff Raw Data'!S$4:S$10000,'2. Summary Eff Data'!B180,'1. Eff Raw Data'!T$4:T$10000),\"--\")","v":"--"},"--",{"$f":"IF(COUNTIF('1. Eff Raw Data'!S$4:S$10000,'2. Summary Eff Data'!B180)=0,\"--\",COUNTIF('1. Eff Raw Data'!S$4:S$10000,'2. Summary Eff Data'!B180))","v":"--"},{"$f":"IF(ISNUMBER(P180),IF(O180=0,0,MAX(IF('1. Eff Raw Data'!$S$4:S$10000='2. Summary Eff Data'!B180,'1. Eff Raw Data'!$U$4:$U$10000))),\"--\")","v":"--"},{"$f":"IF(O180=0,0,IFERROR(GEOMEAN(IF('1. Eff Raw Data'!$S$4:S$10000='2. Summary Eff Data'!B180,'1. Eff Raw Data'!$V$4:$V$10000)),\"--\"))","v":"--"},{"$f":"IFERROR(AVERAGE(IF('1. Eff Raw Data'!$S$4:S$10000='2. Summary Eff Data'!B180,'1. Eff Raw Data'!$U$4:$U$10000)),\"--\")","v":"--"},"--",{"$f":"IF(ISNUMBER(P180),IF(O180=0,0,STDEV(IF('1. Eff Raw Data'!$S$4:S$10000='2. Summary Eff Data'!B180,'1. Eff Raw Data'!$U$4:$U$10000))),\"--\")","v":"--"}]
["PCB- Aroclor 1242",53469219,{"$f":"IF(ISBLANK('Parameter Information'!H181),\"--\",'Parameter Information'!H181)","v":0.5},"--",null,null,null,null,null,null,null,null,null,{"$f":"IF(ISNUMBER(P181),SUMIF('1. Eff Raw Data'!S$4:S$10000,'2. Summary Eff Data'!B181,'1. Eff Raw Data'!T$4:T$10000),\"--\")","v":"--"},"--",{"$f":"IF(COUNTIF('1. Eff Raw Data'!S$4:S$10000,'2. Summary Eff Data'!B181)=0,\"--\",COUNTIF('1. Eff Raw Data'!S$4:S$10000,'2. Summary Eff Data'!B181))","v":"--"},{"$f":"IF(ISNUMBER(P181),IF(O181=0,0,MAX(IF('1. Eff Raw Data'!$S$4:S$10000='2. Summary Eff Data'!B181,'1. Eff Raw Data'!$U$4:$U$10000))),\"--\")","v":"--"},{"$f":"IF(O181=0,0,IFERROR(GEOMEAN(IF('1. Eff Raw Data'!$S$4:S$10000='2. Summary Eff Data'!B181,'1. Eff Raw Data'!$V$4:$V$10000)),\"--\"))","v":"--"},{"$f":"IFERROR(AVERAGE(IF('1. Eff Raw Data'!$S$4:S$10000='2. Summary Eff Data'!B181,'1. Eff Raw Data'!$U$4:$U$10000)),\"--\")","v":"--"},"--",{"$f":"IF(ISNUMBER(P181),IF(O181=0,0,STDEV(IF('1. Eff Raw Data'!$S$4:S$10000='2. Summary Eff Data'!B181,'1. Eff Raw Data'!$U$4:$U$10000))),\"--\")","v":"--"}]
["PCB- Aroclor 1248",12672296,{"$f":"IF(ISBLANK('Parameter Information'!H182),\"--\",'Parameter Information'!H182)","v":0.5},"--",null,null,null,null,null,null,null,null,null,{"$f":"IF(ISNUMBER(P182),SUMIF('1. Eff Raw Data'!S$4:S$10000,'2. Summary Eff Data'!B182,'1. Eff Raw Data'!T$4:T$10000),\"--\")","v":"--"},"--",{"$f":"IF(COUNTIF('1. Eff Raw Data'!S$4:S$10000,'2. Summary Eff Data'!B182)=0,\"--\",COUNTIF('1. Eff Raw Data'!S$4:S$10000,'2. Summary Eff Data'!B182))","v":"--"},{"$f":"IF(ISNUMBER(P182),IF(O182=0,0,MAX(IF('1. Eff Raw Data'!$S$4:S$10000='2. Summary Eff Data'!B182,'1. Eff Raw Data'!$U$4:$U$10000))),\"--\")","v":"--"},{"$f":"IF(O182=0,0,IFERROR(GEOMEAN(IF('1. Eff Raw Data'!$S$4:S$10000='2. Summary Eff Data'!B182,'1. Eff Raw Data'!$V$4:$V$10000)),\"--\"))","v":"--"},{"$f":"IFERROR(AVERAGE(IF('1. Eff Raw Data'!$S$4:S$10000='2. Summary Eff Data'!B182,'1. Eff Raw Data'!$U$4:$U$10000)),\"--\")","v":"--"},"--",{"$f":"IF(ISNUMBER(P182),IF(O182=0,0,STDEV(IF('1. Eff Raw Data'!$S$4:S$10000='2. Summary Eff Data'!B182,'1. Eff Raw Data'!$U$4:$U$10000))),\"--\")","v":"--"}]
["PCB- Aroclor 1254",11097691,{"$f":"IF(ISBLANK('Parameter Information'!H183),\"--\",'Parameter Information'!H183)","v":0.5},"--",null,null,null,null,null,null,null,null,null,{"$f":"IF(ISNUMBER(P183),SUMIF('1. Eff Raw Data'!S$4:S$10000,'2. Summary Eff Data'!B183,'1. Eff Raw Data'!T$4:T$10000),\"--\")","v":"--"},"--",{"$f":"IF(COUNTIF('1. Eff Raw Data'!S$4:S$10000,'2. Summary Eff Data'!B183)=0,\"--\",COUNTIF('1. Eff Raw Data'!S$4:S$10000,'2. Summary Eff Data'!B183))","v":"--"},{"$f":"IF(ISNUMBER(P183),IF(O183=0,0,MAX(IF('1. Eff Raw Data'!$S$4:S$10000='2. Summary Eff Data'!B183,'1. Eff Raw Data'!$U$4:$U$10000))),\"--\")","v":"--"},{"$f":"IF(O183=0,0,IFERROR(GEOMEAN(IF('1. Eff Raw Data'!$S$4:S$10000='2. Summary Eff Data'!B183,'1. Eff Raw Data'!$V$4:$V$10000)),\"--\"))","v":"--"},{"$f":"IFERROR(AVERAGE(IF('1. Eff Raw Data'!$S$4:S$10000='2. Summary Eff Data'!B183,'1. Eff Raw Data'!$U$4:$U$10000)),\"--\")","v":"--"},"--",{"$f":"IF(ISNUMBER(P183),IF(O183=0,0,STDEV(IF('1. Eff Raw Data'!$S$4:S$10000='2. Summary Eff Data'!B183,'1. Eff Raw Data'!$U$4:$U$10000))),\"--\")","v":"--"}]
["PCB- Aroclor 1260",11096825,{"$f":"IF(ISBLANK('Parameter Information'!H184),\"--\",'Parameter Information'!H184)","v":0.5},"--",null,null,null,null,null,null,null,null,null,{"$f":"IF(ISNUMBER(P184),SUMIF('1. Eff Raw Data'!S$4:S$10000,'2. Summary Eff Data'!B184,'1. Eff Raw Data'!T$4:T$10000),\"--\")","v":"--"},"--",{"$f":"IF(COUNTIF('1. Eff Raw Data'!S$4:S$10000,'2. Summary Eff Data'!B184)=0,\"--\",COUNTIF('1. Eff Raw Data'!S$4:S$10000,'2. Summary Eff Data'!B184))","v":"--"},{"$f":"IF(ISNUMBER(P184),IF(O184=0,0,MAX(IF('1. Eff Raw Data'!$S$4:S$10000='2. Summary Eff Data'!B184,'1. Eff Raw Data'!$U$4:$U$10000))),\"--\")","v":"--"},{"$f":"IF(O184=0,0,IFERROR(GEOMEAN(IF('1. Eff Raw Data'!$S$4:S$10000='2. Summary Eff Data'!B184,'1. Eff Raw Data'!$V$4:$V$10000)),\"--\"))","v":"--"},{"$f":"IFERROR(AVERAGE(IF('1. Eff Raw Data'!$S$4:S$10000='2. Summary Eff Data'!B184,'1. Eff Raw Data'!$U$4:$U$10000)),\"--\")","v":"--"},"--",{"$f":"IF(ISNUMBER(P184),IF(O184=0,0,STDEV(IF('1. Eff Raw Data'!$S$4:S$10000='2. Summary Eff Data'!B184,'1. Eff Raw Data'!$U$4:$U$10000))),\"--\")","v":"--"}]
["Table3:  Other parameters with state water quality criteria"]
["Barium (total recoverable)",7440393,{"$f":"IF(ISBLANK('Parameter Information'!H186),\"--\",'Parameter Information'!H186)","v":0.1},"--",null,null,null,null,null,null,null,null,null,{"$f":"IF(ISNUMBER(P186),SUMIF('1. Eff Raw Data'!S$4:S$10000,'2. Summary Eff Data'!B186,'1. Eff Raw Data'!T$4:T$10000),\"--\")","v":"--"},"--",{"$f":"IF(COUNTIF('1. Eff Raw Data'!S$4:S$10000,'2. Summary Eff Data'!B186)=0,\"--\",COUNTIF('1. Eff Raw Data'!S$4:S$10000,'2. Summary Eff Data'!B186))","v":"--"},{"$f":"IF(ISNUMBER(P186),IF(O186=0,0,MAX(IF('1. Eff Raw Data'!$S$4:S$10000='2. Summary Eff Data'!B186,'1. Eff Raw Data'!$U$4:$U$10000))),\"--\")","v":"--"},{"$f":"IF(O186=0,0,IFERROR(GEOMEAN(IF('1. Eff Raw Data'!$S$4:S$10000='2. Summary Eff Data'!B186,'1. Eff Raw Data'!$V$4:$V$10000)),\"--\"))","v":"--"},{"$f":"IFERROR(AVERAGE(IF('1. Eff Raw Data'!$S$4:S$10000='2. Summary Eff Data'!B186,'1. Eff Raw Data'!$U$4:$U$10000)),\"--\")","v":"--"},"--",{"$f":"IF(ISNUMBER(P186),IF(O186=0,0,STDEV(IF('1. Eff Raw Data'!$S$4:S$10000='2. Summary Eff Data'!B186,'1. Eff Raw Data'!$U$4:$U$10000))),\"--\")","v":"--"}]
["Manganese (total recoverable)",7439965,{"$f":"IF(ISBLANK('Parameter Information'!H187),\"--\",'Parameter Information'!H187)","v":10},"--",null,null,null,null,null,null,null,null,null,{"$f":"IF(ISNUMBER(P187),SUMIF('1. Eff Raw Data'!S$4:S$10000,'2. Summary Eff Data'!B187,'1. Eff Raw Data'!T$4:T$10000),\"--\")","v":"--"},"--",{"$f":"IF(COUNTIF('1. Eff Raw Data'!S$4:S$10000,'2. Summary Eff Data'!B187)=0,\"--\",COUNTIF('1. Eff Raw Data'!S$4:S$10000,'2. Summary Eff Data'!B187))","v":"--"},{"$f":"IF(ISNUMBER(P187),IF(O187=0,0,MAX(IF('1. Eff Raw Data'!$S$4:S$10000='2. Summary Eff Data'!B187,'1. Eff Raw Data'!$U$4:$U$10000))),\"--\")","v":"--"},{"$f":"IF(O187=0,0,IFERROR(GEOMEAN(IF('1. Eff Raw Data'!$S$4:S$10000='2. Summary Eff Data'!B187,'1. Eff Raw Data'!$V$4:$V$10000)),\"--\"))","v":"--"},{"$f":"IFERROR(AVERAGE(IF('1. Eff Raw Data'!$S$4:S$10000='2. Summary Eff Data'!B187,'1. Eff Raw Data'!$U$4:$U$10000)),\"--\")","v":"--"},"--",{"$f":"IF(ISNUMBER(P187),IF(O187=0,0,STDEV(IF('1. Eff Raw Data'!$S$4:S$10000='2. Summary Eff Data'!B187,'1. Eff Raw Data'!$U$4:$U$10000))),\"--\")","v":"--"}]
["Hydrogen Sulfide (dissolved as S)",7783064,{"$f":"IF(ISBLANK('Parameter Information'!H188),\"--\",'Parameter Information'!H188)","v":100},"--",null,null,null,null,null,null,null,null,null,{"$f":"IF(ISNUMBER(P188),SUMIF('1. Eff Raw Data'!S$4:S$10000,'2. Summary Eff Data'!B188,'1. Eff Raw Data'!T$4:T$10000),\"--\")","v":"--"},"--",{"$f":"IF(COUNTIF('1. Eff Raw Data'!S$4:S$10000,'2. Summary Eff Data'!B188)=0,\"--\",COUNTIF('1. Eff Raw Data'!S$4:S$10000,'2. Summary Eff Data'!B188))","v":"--"},{"$f":"IF(ISNUMBER(P188),IF(O188=0,0,MAX(IF('1. Eff Raw Data'!$S$4:S$10000='2. Summary Eff Data'!B188,'1. Eff Raw Data'!$U$4:$U$10000))),\"--\")","v":"--"},{"$f":"IF(O188=0,0,IFERROR(GEOMEAN(IF('1. Eff Raw Data'!$S$4:S$10000='2. Summary Eff Data'!B188,'1. Eff Raw Data'!$V$4:$V$10000)),\"--\"))","v":"--"},{"$f":"IFERROR(AVERAGE(IF('1. Eff Raw Data'!$S$4:S$10000='2. Summary Eff Data'!B188,'1. Eff Raw Data'!$U$4:$U$10000)),\"--\")","v":"--"},"--",{"$f":"IF(ISNUMBER(P188),IF(O188=0,0,STDEV(IF('1. Eff Raw Data'!$S$4:S$10000='2. Summary Eff Data'!B188,'1. Eff Raw Data'!$U$4:$U$10000))),\"--\")","v":"--"}]
["2,4,5-TP [2-(2,4,5-Trichloro- phenoxy) propanoic acid]d",93721,{"$f":"IF(ISBLANK('Parameter Information'!H189),\"--\",'Parameter Information'!H189)","v":1},"Chlorophenoxy herbicide (2,4,5,-TP)",null,null,null,null,null,null,null,null,null,{"$f":"IF(ISNUMBER(P189),SUMIF('1. Eff Raw Data'!S$4:S$10000,'2. Summary Eff Data'!B189,'1. Eff Raw Data'!T$4:T$10000),\"--\")","v":"--"},"--",{"$f":"IF(COUNTIF('1. Eff Raw Data'!S$4:S$10000,'2. Summary Eff Data'!B189)=0,\"--\",COUNTIF('1. Eff Raw Data'!S$4:S$10000,'2. Summary Eff Data'!B189))","v":"--"},{"$f":"IF(ISNUMBER(P189),IF(O189=0,0,MAX(IF('1. Eff Raw Data'!$S$4:S$10000='2. Summary Eff Data'!B189,'1. Eff Raw Data'!$U$4:$U$10000))),\"--\")","v":"--"},{"$f":"IF(O189=0,0,IFERROR(GEOMEAN(IF('1. Eff Raw Data'!$S$4:S$10000='2. Summary Eff Data'!B189,'1. Eff Raw Data'!$V$4:$V$10000)),\"--\"))","v":"--"},{"$f":"IFERROR(AVERAGE(IF('1. Eff Raw Data'!$S$4:S$10000='2. Summary Eff Data'!B189,'1. Eff Raw Data'!$U$4:$U$10000)),\"--\")","v":"--"},"--",{"$f":"IF(ISNUMBER(P189),IF(O189=0,0,STDEV(IF('1. Eff Raw Data'!$S$4:S$10000='2. Summary Eff Data'!B189,'1. Eff Raw Data'!$U$4:$U$10000))),\"--\")","v":"--"}]
["2,4-D (2,4-Dichlorophenoxy) acetic acid)",94757,{"$f":"IF(ISBLANK('Parameter Information'!H190),\"--\",'Parameter Information'!H190)","v":1},"Chlorophenoxy herbicide (2,4,-D)",null,null,null,null,null,null,null,null,null,{"$f":"IF(ISNUMBER(P190),SUMIF('1. Eff Raw Data'!S$4:S$10000,'2. Summary Eff Data'!B190,'1. Eff Raw Data'!T$4:T$10000),\"--\")","v":"--"},"--",{"$f":"IF(COUNTIF('1. Eff Raw Data'!S$4:S$10000,'2. Summary Eff Data'!B190)=0,\"--\",COUNTIF('1. Eff Raw Data'!S$4:S$10000,'2. Summary Eff Data'!B190))","v":"--"},{"$f":"IF(ISNUMBER(P190),IF(O190=0,0,MAX(IF('1. Eff Raw Data'!$S$4:S$10000='2. Summary Eff Data'!B190,'1. Eff Raw Data'!$U$4:$U$10000))),\"--\")","v":"--"},{"$f":"IF(O190=0,0,IFERROR(GEOMEAN(IF('1. Eff Raw Data'!$S$4:S$10000='2. Summary Eff Data'!B190,'1. Eff Raw Data'!$V$4:$V$10000)),\"--\"))","v":"--"},{"$f":"IFERROR(AVERAGE(IF('1. Eff Raw Data'!$S$4:S$10000='2. Summary Eff Data'!B190,'1. Eff Raw Data'!$U$4:$U$10000)),\"--\")","v":"--"},"--",{"$f":"IF(ISNUMBER(P190),IF(O190=0,0,STDEV(IF('1. Eff Raw Data'!$S$4:S$10000='2. Summary Eff Data'!B190,'1. Eff Raw Data'!$U$4:$U$10000))),\"--\")","v":"--"}]
["Dioxin 2,3,7,8-TCDD",1746016,{"$f":"IF(ISBLANK('Parameter Information'!H191),\"--\",'Parameter Information'!H191)","v":5.0000000000000001E-3},"--",null,null,null,null,null,null,null,null,null,{"$f":"IF(ISNUMBER(P191),SUMIF('1. Eff Raw Data'!S$4:S$10000,'2. Summary Eff Data'!B191,'1. Eff Raw Data'!T$4:T$10000),\"--\")","v":"--"},"--",{"$f":"IF(COUNTIF('1. Eff Raw Data'!S$4:S$10000,'2. Summary Eff Data'!B191)=0,\"--\",COUNTIF('1. Eff Raw Data'!S$4:S$10000,'2. Summary Eff Data'!B191))","v":"--"},{"$f":"IF(ISNUMBER(P191),IF(O191=0,0,MAX(IF('1. Eff Raw Data'!$S$4:S$10000='2. Summary Eff Data'!B191,'1. Eff Raw Data'!$U$4:$U$10000))),\"--\")","v":"--"},{"$f":"IF(O191=0,0,IFERROR(GEOMEAN(IF('1. Eff Raw Data'!$S$4:S$10000='2. Summary Eff Data'!B191,'1. Eff Raw Data'!$V$4:$V$10000)),\"--\"))","v":"--"},{"$f":"IFERROR(AVERAGE(IF('1. Eff Raw Data'!$S$4:S$10000='2. Summary Eff Data'!B191,'1. Eff Raw Data'!$U$4:$U$10000)),\"--\")","v":"--"},"--",{"$f":"IF(ISNUMBER(P191),IF(O191=0,0,STDEV(IF('1. Eff Raw Data'!$S$4:S$10000='2. Summary Eff Data'!B191,'1. Eff Raw Data'!$U$4:$U$10000))),\"--\")","v":"--"}]
["Nitrosamines",35576911,{"$f":"IF(ISBLANK('Parameter Information'!H192),\"--\",'Parameter Information'!H192)","v":"--"},"Use N-nitrosodiethylamine as a surrogate ",null,null,null,null,null,null,null,null,null,{"$f":"IF(ISNUMBER(P192),SUMIF('1. Eff Raw Data'!S$4:S$10000,'2. Summary Eff Data'!B192,'1. Eff Raw Data'!T$4:T$10000),\"--\")","v":"--"},"--",{"$f":"IF(COUNTIF('1. Eff Raw Data'!S$4:S$10000,'2. Summary Eff Data'!B192)=0,\"--\",COUNTIF('1. Eff Raw Data'!S$4:S$10000,'2. Summary Eff Data'!B192))","v":"--"},{"$f":"IF(ISNUMBER(P192),IF(O192=0,0,MAX(IF('1. Eff Raw Data'!$S$4:S$10000='2. Summary Eff Data'!B192,'1. Eff Raw Data'!$U$4:$U$10000))),\"--\")","v":"--"},{"$f":"IF(O192=0,0,IFERROR(GEOMEAN(IF('1. Eff Raw Data'!$S$4:S$10000='2. Summary Eff Data'!B192,'1. Eff Raw Data'!$V$4:$V$10000)),\"--\"))","v":"--"},{"$f":"IFERROR(AVERAGE(IF('1. Eff Raw Data'!$S$4:S$10000='2. Summary Eff Data'!B192,'1. Eff Raw Data'!$U$4:$U$10000)),\"--\")","v":"--"},"--",{"$f":"IF(ISNUMBER(P192),IF(O192=0,0,STDEV(IF('1. Eff Raw Data'!$S$4:S$10000='2. Summary Eff Data'!B192,'1. Eff Raw Data'!$U$4:$U$10000))),\"--\")","v":"--"}]
["N-Nitrosodibutylamine",924163,{"$f":"IF(ISBLANK('Parameter Information'!H193),\"--\",'Parameter Information'!H193)","v":2},"--",null,null,null,null,null,null,null,null,null,{"$f":"IF(ISNUMBER(P193),SUMIF('1. Eff Raw Data'!S$4:S$10000,'2. Summary Eff Data'!B193,'1. Eff Raw Data'!T$4:T$10000),\"--\")","v":"--"},"--",{"$f":"IF(COUNTIF('1. Eff Raw Data'!S$4:S$10000,'2. Summary Eff Data'!B193)=0,\"--\",COUNTIF('1. Eff Raw Data'!S$4:S$10000,'2. Summary Eff Data'!B193))","v":"--"},{"$f":"IF(ISNUMBER(P193),IF(O193=0,0,MAX(IF('1. Eff Raw Data'!$S$4:S$10000='2. Summary Eff Data'!B193,'1. Eff Raw Data'!$U$4:$U$10000))),\"--\")","v":"--"},{"$f":"IF(O193=0,0,IFERROR(GEOMEAN(IF('1. Eff Raw Data'!$S$4:S$10000='2. Summary Eff Data'!B193,'1. Eff Raw Data'!$V$4:$V$10000)),\"--\"))","v":"--"},{"$f":"IFERROR(AVERAGE(IF('1. Eff Raw Data'!$S$4:S$10000='2. Summary Eff Data'!B193,'1. Eff Raw Data'!$U$4:$U$10000)),\"--\")","v":"--"},"--",{"$f":"IF(ISNUMBER(P193),IF(O193=0,0,STDEV(IF('1. Eff Raw Data'!$S$4:S$10000='2. Summary Eff Data'!B193,'1. Eff Raw Data'!$U$4:$U$10000))),\"--\")","v":"--"}]
["N-Nitrosodiethylamine",55185,{"$f":"IF(ISBLANK('Parameter Information'!H194),\"--\",'Parameter Information'!H194)","v":2},"--",null,null,null,null,null,null,null,null,null,{"$f":"IF(ISNUMBER(P194),SUMIF('1. Eff Raw Data'!S$4:S$10000,'2. Summary Eff Data'!B194,'1. Eff Raw Data'!T$4:T$10000),\"--\")","v":"--"},"--",{"$f":"IF(COUNTIF('1. Eff Raw Data'!S$4:S$10000,'2. Summary Eff Data'!B194)=0,\"--\",COUNTIF('1. Eff Raw Data'!S$4:S$10000,'2. Summary Eff Data'!B194))","v":"--"},{"$f":"IF(ISNUMBER(P194),IF(O194=0,0,MAX(IF('1. Eff Raw Data'!$S$4:S$10000='2. Summary Eff Data'!B194,'1. Eff Raw Data'!$U$4:$U$10000))),\"--\")","v":"--"},{"$f":"IF(O194=0,0,IFERROR(GEOMEAN(IF('1. Eff Raw Data'!$S$4:S$10000='2. Summary Eff Data'!B194,'1. Eff Raw Data'!$V$4:$V$10000)),\"--\"))","v":"--"},{"$f":"IFERROR(AVERAGE(IF('1. Eff Raw Data'!$S$4:S$10000='2. Summary Eff Data'!B194,'1. Eff Raw Data'!$U$4:$U$10000)),\"--\")","v":"--"},"--",{"$f":"IF(ISNUMBER(P194),IF(O194=0,0,STDEV(IF('1. Eff Raw Data'!$S$4:S$10000='2. Summary Eff Data'!B194,'1. Eff Raw Data'!$U$4:$U$10000))),\"--\")","v":"--"}]
["N-Nitrosopyrrolidine",930552,{"$f":"IF(ISBLANK('Parameter Information'!H195),\"--\",'Parameter Information'!H195)","v":2},"--",null,null,null,null,null,null,null,null,null,{"$f":"IF(ISNUMBER(P195),SUMIF('1. Eff Raw Data'!S$4:S$10000,'2. Summary Eff Data'!B195,'1. Eff Raw Data'!T$4:T$10000),\"--\")","v":"--"},"--",{"$f":"IF(COUNTIF('1. Eff Raw Data'!S$4:S$10000,'2. Summary Eff Data'!B195)=0,\"--\",COUNTIF('1. Eff Raw Data'!S$4:S$10000,'2. Summary Eff Data'!B195))","v":"--"},{"$f":"IF(ISNUMBER(P195),IF(O195=0,0,MAX(IF('1. Eff Raw Data'!$S$4:S$10000='2. Summary Eff Data'!B195,'1. Eff Raw Data'!$U$4:$U$10000))),\"--\")","v":"--"},{"$f":"IF(O195=0,0,IFERROR(GEOMEAN(IF('1. Eff Raw Data'!$S$4:S$10000='2. Summary Eff Data'!B195,'1. Eff Raw Data'!$V$4:$V$10000)),\"--\"))","v":"--"},{"$f":"IFERROR(AVERAGE(IF('1. Eff Raw Data'!$S$4:S$10000='2. Summary Eff Data'!B195,'1. Eff Raw Data'!$U$4:$U$10000)),\"--\")","v":"--"},"--",{"$f":"IF(ISNUMBER(P195),IF(O195=0,0,STDEV(IF('1. Eff Raw Data'!$S$4:S$10000='2. Summary Eff Data'!B195,'1. Eff Raw Data'!$U$4:$U$10000))),\"--\")","v":"--"}]
["Phosphorus, Elemental",7723140,{"$f":"IF(ISBLANK('Parameter Information'!H196),\"--\",'Parameter Information'!H196)","v":10},"--",null,null,null,null,null,null,null,null,null,{"$f":"IF(ISNUMBER(P196),SUMIF('1. Eff Raw Data'!S$4:S$10000,'2. Summary Eff Data'!B196,'1. Eff Raw Data'!T$4:T$10000),\"--\")","v":"--"},"--",{"$f":"IF(COUNTIF('1. Eff Raw Data'!S$4:S$10000,'2. Summary Eff Data'!B196)=0,\"--\",COUNTIF('1. Eff Raw Data'!S$4:S$10000,'2. Summary Eff Data'!B196))","v":"--"},{"$f":"IF(ISNUMBER(P196),IF(O196=0,0,MAX(IF('1. Eff Raw Data'!$S$4:S$10000='2. Summary Eff Data'!B196,'1. Eff Raw Data'!$U$4:$U$10000))),\"--\")","v":"--"},{"$f":"IF(O196=0,0,IFERROR(GEOMEAN(IF('1. Eff Raw Data'!$S$4:S$10000='2. Summary Eff Data'!B196,'1. Eff Raw Data'!$V$4:$V$10000)),\"--\"))","v":"--"},{"$f":"IFERROR(AVERAGE(IF('1. Eff Raw Data'!$S$4:S$10000='2. Summary Eff Data'!B196,'1. Eff Raw Data'!$U$4:$U$10000)),\"--\")","v":"--"},"--",{"$f":"IF(ISNUMBER(P196),IF(O196=0,0,STDEV(IF('1. Eff Raw Data'!$S$4:S$10000='2. Summary Eff Data'!B196,'1. Eff Raw Data'!$U$4:$U$10000))),\"--\")","v":"--"}]
["tributyltin (TBT)",688733,{"$f":"IF(ISBLANK(#REF!),\"--\",#REF!)","v":{"$error":"#REF!"}},"--",null,null,null,null,null,null,null,null,null,{"$f":"IF(ISNUMBER(P197),SUMIF('1. Eff Raw Data'!S$4:S$10000,'2. Summary Eff Data'!B197,'1. Eff Raw Data'!T$4:T$10000),\"--\")","v":"--"},"--",{"$f":"IF(COUNTIF('1. Eff Raw Data'!S$4:S$10000,'2. Summary Eff Data'!B197)=0,\"--\",COUNTIF('1. Eff Raw Data'!S$4:S$10000,'2. Summary Eff Data'!B197))","v":"--"},{"$f":"IF(ISNUMBER(P197),IF(O197=0,0,MAX(IF('1. Eff Raw Data'!$S$4:S$10000='2. Summary Eff Data'!B197,'1. Eff Raw Data'!$U$4:$U$10000))),\"--\")","v":"--"},{"$f":"IF(O197=0,0,IFERROR(GEOMEAN(IF('1. Eff Raw Data'!$S$4:S$10000='2. Summary Eff Data'!B197,'1. Eff Raw Data'!$V$4:$V$10000)),\"--\"))","v":"--"},{"$f":"IFERROR(AVERAGE(IF('1. Eff Raw Data'!$S$4:S$10000='2. Summary Eff Data'!B197,'1. Eff Raw Data'!$U$4:$U$10000)),\"--\")","v":"--"},"--",{"$f":"IF(ISNUMBER(P197),IF(O197=0,0,STDEV(IF('1. Eff Raw Data'!$S$4:S$10000='2. Summary Eff Data'!B197,'1. Eff Raw Data'!$U$4:$U$10000))),\"--\")","v":"--"}]

{"sheet":"3. Amb. Raw Data","index":3,"n_rows":10001,"n_cols":45,"rows_kept":2250,"cut":true,"hidden":false,"merged":[[0,0,0,4],[0,5,0,15],[7,33,14,36]],"bounds":{"rows_first":1000,"rows_last":250,"rows_between":1000,"halvings":1}}
["CAUTION:\npossible CAS number error",null,null,null,null,"Copy and past data into the white space below.  Ensure that you are using the specified Electronic Data Delivery format.  The spreadsheet will query the data and pull the necessary information into the following pages.  CAS#s, results, QLs an DLs do NOT need to be in \"number format.\" The spreadsheet will accept up to 9,997 lines (rows 4 through 10000) of data. To handle larger data sets, (1) copy any row from R through AD, and paste below; (2) make the Summary Eff Data tab access the additional rows, and (3) make changes indicated in the CAS#check tab.  Contact Erich Brandstetter (503.229.5047, brandstetter.erich@deq.state.or.us) for  technical assistance.",null,null,null,null,null,null,null,null,null,null,null,null,null,"Logic structure explained in rows AI to AN",null,null,null,null,"Critical period for hardness calculations:",null,null,null,null,null,null,null,null,"Instructions:",null,null,null,null,null,"Data processing logic: most stats"]
[null,null,null,null,null,null,null,null,null,null,null,null,null,null,null,null,null,null,null,null,null,null,null,null,null,{"$f":"'2. Summary Eff Data'!I4","v":701},{"$f":"'2. Summary Eff Data'!J4","v":930},null,null,null,null,"Unique Sample Dates",null,"1.  Request data from the DEQ Lab in EDD fomat",null,null,null,null,null,"\"IF(LEFT(W4)=\"<\",0,IF(LEFT(W4)=\"e\",IF(ISNUMBER(Y4),Y4,X4),W4))"]
["CASNumber","Project","Activity ID","Activity ID","Station Descritption","Activity Type","Method","Analyte","Media","Sampled Date","Result","QL","DL","Units","Laboratory","Status","Result Type","CAS","Is <? 1,blank","ResultForStats","ResultForG'mean","Date","Result","MRL","MDL","Method","MonthDay","CritCAS#","Crit Is<?","CritResult",null,"*",null,"2. Copy and paste data into this spreadsheet",null,null,null,null,null,"\"IF(LEFT(W4)=\"<\",0,",null,null,null,null,"If leftmost character is a <, it is a nondect; enter zero"]
[null,null,null,null,null,null,null,null,null,null,null,null,null,null,null,null,null,{"$f":"IF(ISBLANK(A4),\"\",IFERROR(A4+5-5,A4))","v":""},{"$f":"IF(LEFT(W4)=\"<\",1,\"\")","v":""},{"$f":"IF(LEFT(W4)=\"<\",0,IF(LEFT(W4)=\"e\",IF(ISNUMBER(Y4),Y4,X4),W4))","v":""},{"$f":"IF(T4=0,IF(ISNUMBER(Y4),Y4/2,X4/2),T4)","v":""},{"$f":"IF(ISBLANK(J4),\"\",J4+0)","v":""},{"$f":"IF(ISBLANK(K4),\"\",IFERROR(K4+0,K4))","v":""},{"$f":"IF(ISBLANK(L4),\"\",VALUE(L4))","v":""},{"$f":"IF(ISBLANK(M4),\"\",VALUE(M4))","v":""},{"$f":"IF(ISBLANK(G4),\"\",G4)","v":""},{"$f":"IF(ISNUMBER(V4),MONTH(V4)*100+DAY(J4),\"\")","v":""},{"$f":"IF(AA4>=Z$2,IF(AA4<=AA$2,R4,\"\"),\"\")","v":""},{"$f":"IF(AA4>=Z$2,IF(AA4<=AA$2,S4,\"\"),\"\")","v":""},{"$f":"IF(AA4>=Z$2,IF(AA4<=AA$2,T4,\"\"),\"\")","v":""},null,{"$f":"INDEX($J$4:$J$3004,MATCH(0,INDEX(COUNTIF($AF$3:AF3,$J$4:$J$3004),0,0),0))","v":0},null,"It doesn't matter if CAS#s and results are in \"text format\"",null,null,null,null,null,null,"otherwise:"]
[null,null,null,null,null,null,null,null,null,null,null,null,null,null,null,null,null,{"$f":"IF(ISBLANK(A5),\"\",IFERROR(A5+5-5,A5))","v":""},{"$f":"IF(LEFT(W5)=\"<\",1,\"\")","v":""},{"$f":"IF(LEFT(W5)=\"<\",0,IF(LEFT(W5)=\"e\",IF(ISNUMBER(Y5),Y5,X5),W5))","v":""},{"$f":"IF(T5=0,IF(ISNUMBER(Y5),Y5/2,X5/2),T5)","v":""},{"$f":"IF(ISBLANK(J5),\"\",J5+0)","v":""},{"$f":"IF(ISBLANK(K5),\"\",IFERROR(K5+0,K5))","v":""},{"$f":"IF(ISBLANK(L5),\"\",VALUE(L5))","v":""},"",{"$f":"IF(ISBLANK(G5),\"\",G5)","v":""},{"$f":"IF(ISNUMBER(V5),MONTH(V5)*100+DAY(J5),\"\")","v":""},{"$f":"IF(AA5>=Z$2,IF(AA5<=AA$2,R5,\"\"),\"\")","v":""},"",{"$f":"IF(AA5>=Z$2,IF(AA5<=AA$2,T5,\"\"),\"\")","v":""},null,{"$f":"INDEX($J$4:$J$3004,MATCH(0,INDEX(COUNTIF($AF$3:AF4,$J$4:$J$3004),0,0),0))","v":{"$error":"#N/A"}},null,null,null,null,null,null,null,null,"IF(LEFT(W4)=\"e\",IF(ISNUMBER(Y4)",null,null,null,"If leftmost character is e, it is value uncertain, check to see if DL is entered in column y"]
[null,null,null,null,null,null,null,null,null,null,null,null,null,null,null,null,null,"","","","","","","","","","","","","",null,{"$f":"INDEX($J$4:$J$3004,MATCH(0,INDEX(COUNTIF($AF$3:AF5,$J$4:$J$3004),0,0),0))","v":{"$error":"#N/A"}},null,null,null,null,null,null,null,null,null,",Y4,X4),",null,null,"If DL is entered in column y, enter DL. If not, enter QL from column X"]
[null,null,null,null,null,null,null,null,null,null,null,null,null,null,null,null,null,"","","","","","","","","","","","","",null,{"$f":"INDEX($J$4:$J$3004,MATCH(0,INDEX(COUNTIF($AF$3:AF6,$J$4:$J$3004),0,0),0))","v":{"$error":"#N/A"}},null,"Data Sources:",null,null,null,null,null,null,null,"otherwise"]
[null,null,null,null,null,null,null,null,null,null,null,null,null,null,null,null,null,"","","","","","","","","","","","","",null,{"$f":"INDEX($J$4:$J$3004,MATCH(0,INDEX(COUNTIF($AF$3:AF7,$J$4:$J$3004),0,0),0))","v":{"$error":"#N/A"}},null,null,null,null,null,null,null,null,null,",W4))",null,null,"If leftmost character is not < and not e, enter result value from column W"]
[null,null,null,null,null,null,null,null,null,null,null,null,null,null,null,null,null,"","","","","","","","","","","","","",null,{"$f":"INDEX($J$4:$J$3004,MATCH(0,INDEX(COUNTIF($AF$3:AF8,$J$4:$J$3004),0,0),0))","v":{"$error":"#N/A"}}]
[null,null,null,null,null,null,null,null,null,null,null,null,null,null,null,null,null,"","","","","","","","","","","","","",null,{"$f":"INDEX($J$4:$J$3004,MATCH(0,INDEX(COUNTIF($AF$3:AF9,$J$4:$J$3004),0,0),0))","v":{"$error":"#N/A"}},null,null,null,null,null,null,null,"Data processing logic, geometric mean"]
[null,null,null,null,null,null,null,null,null,null,null,null,null,null,null,null,null,"","","","","","","","","","","","","",null,{"$f":"INDEX($J$4:$J$3004,MATCH(0,INDEX(COUNTIF($AF$3:AF10,$J$4:$J$3004),0,0),0))","v":{"$error":"#N/A"}},null,null,null,null,null,null,null,"\"=IF(T4=0,IF(ISNUMBER(Y4),Y4/2,X4/2),T4)"]
[null,null,null,null,null,null,null,null,null,null,null,null,null,null,null,null,null,"","","","","","","","","","","","","",null,{"$f":"INDEX($J$4:$J$3004,MATCH(0,INDEX(COUNTIF($AF$3:AF11,$J$4:$J$3004),0,0),0))","v":{"$error":"#N/A"}},null,null,null,null,null,null,null,"\"=IF(T4=0,",null,null,null,null,"If processed result for normal stats is zero, then the result was nondetect, so:"]
[null,null,null,null,null,null,null,null,null,null,null,null,null,null,null,null,null,"","","","","","","","","","","","","",null,{"$f":"INDEX($J$4:$J$3004,MATCH(0,INDEX(COUNTIF($AF$3:AF12,$J$4:$J$3004),0,0),0))","v":{"$error":"#N/A"}},null,null,null,null,null,null,null,null,"IF(ISNUMBER(Y4),Y4/2,X4/2),T4)",null,null,null,"If DL is entered in column y, enter DL/2. If not, enter QL/2 from column X"]
[null,null,null,null,null,null,null,null,null,null,null,null,null,null,null,null,null,"","","","","","","","","","","","","",null,{"$f":"INDEX($J$4:$J$3004,MATCH(0,INDEX(COUNTIF($AF$3:AF13,$J$4:$J$3004),0,0),0))","v":{"$error":"#N/A"}},null,null,null,null,null,null,null,null,"otherwise"]
[null,null,null,null,null,null,null,null,null,null,null,null,null,null,null,null,null,"","","","","","","","","","","","","",null,{"$f":"INDEX($J$4:$J$3004,MATCH(0,INDEX(COUNTIF($AF$3:AF14,$J$4:$J$3004),0,0),0))","v":{"$error":"#N/A"}},null,null,null,null,null,null,null,null,",T4)",null,null,null,"Result is processed the same way as for other stats, so just enter value from column t"]
[null,null,null,null,null,null,null,null,null,null,null,null,null,null,null,null,null,"","","","","","","","","","","","","",null,{"$f":"INDEX($J$4:$J$3004,MATCH(0,INDEX(COUNTIF($AF$3:AF15,$J$4:$J$3004),0,0),0))","v":{"$error":"#N/A"}}]
[null,null,null,null,null,null,null,null,null,null,null,null,null,null,null,null,null,"","","","","","","","","","","","","",null,{"$f":"INDEX($J$4:$J$3004,MATCH(0,INDEX(COUNTIF($AF$3:AF16,$J$4:$J$3004),0,0),0))","v":{"$error":"#N/A"}}]
[null,null,null,null,null,null,null,null,null,null,null,null,null,null,null,null,null,"","","","","","","","","","","","","",null,{"$f":"INDEX($J$4:$J$3004,MATCH(0,INDEX(COUNTIF($AF$3:AF17,$J$4:$J$3004),0,0),0))","v":{"$error":"#N/A"}}]
[null,null,null,null,null,null,null,null,null,null,null,null,null,null,null,null,null,"","","","","","","","","","","","","",null,{"$f":"INDEX($J$4:$J$3004,MATCH(0,INDEX(COUNTIF($AF$3:AF18,$J$4:$J$3004),0,0),0))","v":{"$error":"#N/A"}}]
[null,null,null,null,null,null,null,null,null,null,null,null,null,null,null,null,null,"","","","","","","","","","","","","",null,{"$f":"INDEX($J$4:$J$3004,MATCH(0,INDEX(COUNTIF($AF$3:AF19,$J$4:$J$3004),0,0),0))","v":{"$error":"#N/A"}}]
[null,null,null,null,null,null,null,null,null,null,null,null,null,null,null,null,null,"","","","","","","","","","","","","",null,{"$f":"INDEX($J$4:$J$3004,MATCH(0,INDEX(COUNTIF($AF$3:AF20,$J$4:$J$3004),0,0),0))","v":{"$error":"#N/A"}}]
[null,null,null,null,null,null,null,null,null,null,null,null,null,null,null,null,null,"","","","","","","","","","","","","",null,{"$f":"INDEX($J$4:$J$3004,MATCH(0,INDEX(COUNTIF($AF$3:AF21,$J$4:$J$3004),0,0),0))","v":{"$error":"#N/A"}}]
[null,null,null,null,null,null,null,null,null,null,null,null,null,null,null,null,null,"","","","","","","","","","","","","",null,{"$f":"INDEX($J$4:$J$3004,MATCH(0,INDEX(COUNTIF($AF$3:AF22,$J$4:$J$3004),0,0),0))","v":{"$error":"#N/A"}}]
[null,null,null,null,null,null,null,null,null,null,null,null,null,null,null,null,null,"","","","","","","","","","","","","",null,{"$f":"INDEX($J$4:$J$3004,MATCH(0,INDEX(COUNTIF($AF$3:AF23,$J$4:$J$3004),0,0),0))","v":{"$error":"#N/A"}}]
[null,null,null,null,null,null,null,null,null,null,null,null,null,null,null,null,null,"","","","","","","","","","","","","",null,{"$f":"INDEX($J$4:$J$3004,MATCH(0,INDEX(COUNTIF($AF$3:AF24,$J$4:$J$3004),0,0),0))","v":{"$error":"#N/A"}}]
[null,null,null,null,null,null,null,null,null,null,null,null,null,null,null,null,null,"","","","","","","","","","","","","",null,{"$f":"INDEX($J$4:$J$3004,MATCH(0,INDEX(COUNTIF($AF$3:AF25,$J$4:$J$3004),0,0),0))","v":{"$error":"#N/A"}}]
[null,null,null,null,null,null,null,null,null,null,null,null,null,null,null,null,null,"","","","","","","","","","","","","",null,{"$f":"INDEX($J$4:$J$3004,MATCH(0,INDEX(COUNTIF($AF$3:AF26,$J$4:$J$3004),0,0),0))","v":{"$error":"#N/A"}}]
[null,null,null,null,null,null,null,null,null,null,null,null,null,null,null,null,null,"","","","","","","","","","","","","",null,{"$f":"INDEX($J$4:$J$3004,MATCH(0,INDEX(COUNTIF($AF$3:AF27,$J$4:$J$3004),0,0),0))","v":{"$error":"#N/A"}}]
[null,null,null,null,null,null,null,null,null,null,null,null,null,null,null,null,null,"","","","","","","","","","","","","",null,{"$f":"INDEX($J$4:$J$3004,MATCH(0,INDEX(COUNTIF($AF$3:AF28,$J$4:$J$3004),0,0),0))","v":{"$error":"#N/A"}}]
[null,null,null,null,null,null,null,null,null,null,null,null,null,null,null,null,null,"","","","","","","","","","","","","",null,{"$f":"INDEX($J$4:$J$3004,MATCH(0,INDEX(COUNTIF($AF$3:AF29,$J$4:$J$3004),0,0),0))","v":{"$error":"#N/A"}}]
[null,null,null,null,null,null,null,null,null,null,null,null,null,null,null,null,null,"","","","","","","","","","","","","",null,{"$f":"INDEX($J$4:$J$3004,MATCH(0,INDEX(COUNTIF($AF$3:AF30,$J$4:$J$3004),0,0),0))","v":{"$error":"#N/A"}}]
[null,null,null,null,null,null,null,null,null,null,null,null,null,null,null,null,null,"","","","","","","","","","","","","",null,{"$f":"INDEX($J$4:$J$3004,MATCH(0,INDEX(COUNTIF($AF$3:AF31,$J$4:$J$3004),0,0),0))","v":{"$error":"#N/A"}}]
[null,null,null,null,null,null,null,null,null,null,null,null,null,null,null,null,null,"","","","","","","","","","","","","",null,{"$f":"INDEX($J$4:$J$3004,MATCH(0,INDEX(COUNTIF($AF$3:AF32,$J$4:$J$3004),0,0),0))","v":{"$error":"#N/A"}}]
[null,null,null,null,null,null,null,null,null,null,null,null,null,null,null,null,null,"","","","","","","","","","","","","",null,{"$f":"INDEX($J$4:$J$3004,MATCH(0,INDEX(COUNTIF($AF$3:AF33,$J$4:$J$3004),0,0),0))","v":{"$error":"#N/A"}}]
[null,null,null,null,null,null,null,null,null,null,null,null,null,null,null,null,null,"","","","","","","","","","","","","",null,{"$f":"INDEX($J$4:$J$3004,MATCH(0,INDEX(COUNTIF($AF$3:AF34,$J$4:$J$3004),0,0),0))","v":{"$error":"#N/A"}}]
[null,null,null,null,null,null,null,null,null,null,null,null,null,null,null,null,null,"","","","","","","","","","","","","",null,{"$f":"INDEX($J$4:$J$3004,MATCH(0,INDEX(COUNTIF($AF$3:AF35,$J$4:$J$3004),0,0),0))","v":{"$error":"#N/A"}}]
[null,null,null,null,null,null,null,null,null,null,null,null,null,null,null,null,null,"","","","","","","","","","","","","",null,{"$f":"INDEX($J$4:$J$3004,MATCH(0,INDEX(COUNTIF($AF$3:AF36,$J$4:$J$3004),0,0),0))","v":{"$error":"#N/A"}}]
[null,null,null,null,null,null,null,null,null,null,null,null,null,null,null,null,null,"","","","","","","","","","","","","",null,{"$f":"INDEX($J$4:$J$3004,MATCH(0,INDEX(COUNTIF($AF$3:AF37,$J$4:$J$3004),0,0),0))","v":{"$error":"#N/A"}}]
[null,null,null,null,null,null,null,null,null,null,null,null,null,null,null,null,null,"","","","","","","","","","","","","",null,{"$f":"INDEX($J$4:$J$3004,MATCH(0,INDEX(COUNTIF($AF$3:AF38,$J$4:$J$3004),0,0),0))","v":{"$error":"#N/A"}}]
[null,null,null,null,null,null,null,null,null,null,null,null,null,null,null,null,null,"","","","","","","","","","","","","",null,{"$f":"INDEX($J$4:$J$3004,MATCH(0,INDEX(COUNTIF($AF$3:AF39,$J$4:$J$3004),0,0),0))","v":{"$error":"#N/A"}}]
[null,null,null,null,null,null,null,null,null,null,null,null,null,null,null,null,null,"","","","","","","","","","","","","",null,{"$f":"INDEX($J$4:$J$3004,MATCH(0,INDEX(COUNTIF($AF$3:AF40,$J$4:$J$3004),0,0),0))","v":{"$error":"#N/A"}}]
[null,null,null,null,null,null,null,null,null,null,null,null,null,null,null,null,null,"","","","","","","","","","","","","",null,{"$f":"INDEX($J$4:$J$3004,MATCH(0,INDEX(COUNTIF($AF$3:AF41,$J$4:$J$3004),0,0),0))","v":{"$error":"#N/A"}}]
[null,null,null,null,null,null,null,null,null,null,null,null,null,null,null,null,null,"","","","","","","","","","","","","",null,{"$f":"INDEX($J$4:$J$3004,MATCH(0,INDEX(COUNTIF($AF$3:AF42,$J$4:$J$3004),0,0),0))","v":{"$error":"#N/A"}}]
[null,null,null,null,null,null,null,null,null,null,null,null,null,null,null,null,null,"","","","","","","","","","","","","",null,{"$f":"INDEX($J$4:$J$3004,MATCH(0,INDEX(COUNTIF($AF$3:AF43,$J$4:$J$3004),0,0),0))","v":{"$error":"#N/A"}}]
[null,null,null,null,null,null,null,null,null,null,null,null,null,null,null,null,null,"","","","","","","","","","","","","",null,{"$f":"INDEX($J$4:$J$3004,MATCH(0,INDEX(COUNTIF($AF$3:AF44,$J$4:$J$3004),0,0),0))","v":{"$error":"#N/A"}}]
[null,null,null,null,null,null,null,null,null,null,null,null,null,null,null,null,null,"","","","","","","","","","","","","",null,{"$f":"INDEX($J$4:$J$3004,MATCH(0,INDEX(COUNTIF($AF$3:AF45,$J$4:$J$3004),0,0),0))","v":{"$error":"#N/A"}}]
[null,null,null,null,null,null,null,null,null,null,null,null,null,null,null,null,null,"","","","","","","","","","","","","",null,{"$f":"INDEX($J$4:$J$3004,MATCH(0,INDEX(COUNTIF($AF$3:AF46,$J$4:$J$3004),0,0),0))","v":{"$error":"#N/A"}}]
[null,null,null,null,null,null,null,null,null,null,null,null,null,null,null,null,null,"","","","","","","","","","","","","",null,{"$f":"INDEX($J$4:$J$3004,MATCH(0,INDEX(COUNTIF($AF$3:AF47,$J$4:$J$3004),0,0),0))","v":{"$error":"#N/A"}}]
[null,null,null,null,null,null,null,null,null,null,null,null,null,null,null,null,null,"","","","","","","","","","","","","",null,{"$f":"INDEX($J$4:$J$3004,MATCH(0,INDEX(COUNTIF($AF$3:AF48,$J$4:$J$3004),0,0),0))","v":{"$error":"#N/A"}}]
[null,null,null,null,null,null,null,null,null,null,null,null,null,null,null,null,null,"","","","","","","","","","","","","",null,{"$f":"INDEX($J$4:$J$3004,MATCH(0,INDEX(COUNTIF($AF$3:AF49,$J$4:$J$3004),0,0),0))","v":{"$error":"#N/A"}}]
[null,null,null,null,null,null,null,null,null,null,null,null,null,null,null,null,null,"","","","","","","","","","","","","",null,{"$f":"INDEX($J$4:$J$3004,MATCH(0,INDEX(COUNTIF($AF$3:AF50,$J$4:$J$3004),0,0),0))","v":{"$error":"#N/A"}}]
[null,null,null,null,null,null,null,null,null,null,null,null,null,null,null,null,null,"","","","","","","","","","","","","",null,{"$f":"INDEX($J$4:$J$3004,MATCH(0,INDEX(COUNTIF($AF$3:AF51,$J$4:$J$3004),0,0),0))","v":{"$error":"#N/A"}}]
[null,null,null,null,null,null,null,null,null,null,null,null,null,null,null,null,null,"","","","","","","","","","","","","",null,{"$f":"INDEX($J$4:$J$3004,MATCH(0,INDEX(COUNTIF($AF$3:AF52,$J$4:$J$3004),0,0),0))","v":{"$error":"#N/A"}}]
[null,null,null,null,null,null,null,null,null,null,null,null,null,null,null,null,null,"","","","","","","","","","","","","",null,{"$f":"INDEX($J$4:$J$3004,MATCH(0,INDEX(COUNTIF($AF$3:AF53,$J$4:$J$3004),0,0),0))","v":{"$error":"#N/A"}}]
[null,null,null,null,null,null,null,null,null,null,null,null,null,null,null,null,null,"","","","","","","","","","","","","",null,{"$f":"INDEX($J$4:$J$3004,MATCH(0,INDEX(COUNTIF($AF$3:AF54,$J$4:$J$3004),0,0),0))","v":{"$error":"#N/A"}}]
[null,null,null,null,null,null,null,null,null,null,null,null,null,null,null,null,null,"","","","","","","","","","","","","",null,{"$f":"INDEX($J$4:$J$3004,MATCH(0,INDEX(COUNTIF($AF$3:AF55,$J$4:$J$3004),0,0),0))","v":{"$error":"#N/A"}}]
[null,null,null,null,null,null,null,null,null,null,null,null,null,null,null,null,null,"","","","","","","","","","","","","",null,{"$f":"INDEX($J$4:$J$3004,MATCH(0,INDEX(COUNTIF($AF$3:AF56,$J$4:$J$3004),0,0),0))","v":{"$error":"#N/A"}}]
[null,null,null,null,null,null,null,null,null,null,null,null,null,null,null,null,null,"","","","","","","","","","","","","",null,{"$f":"INDEX($J$4:$J$3004,MATCH(0,INDEX(COUNTIF($AF$3:AF57,$J$4:$J$3004),0,0),0))","v":{"$error":"#N/A"}}]
[null,null,null,null,null,null,null,null,null,null,null,null,null,null,null,null,null,"","","","","","","","","","","","","",null,{"$f":"INDEX($J$4:$J$3004,MATCH(0,INDEX(COUNTIF($AF$3:AF58,$J$4:$J$3004),0,0),0))","v":{"$error":"#N/A"}}]
[null,null,null,null,null,null,null,null,null,null,null,null,null,null,null,null,null,"","","","","","","","","","","","","",null,{"$f":"INDEX($J$4:$J$3004,MATCH(0,INDEX(COUNTIF($AF$3:AF59,$J$4:$J$3004),0,0),0))","v":{"$error":"#N/A"}}]
[null,null,null,null,null,null,null,null,null,null,null,null,null,null,null,null,null,"","","","","","","","","","","","","",null,{"$f":"INDEX($J$4:$J$3004,MATCH(0,INDEX(COUNTIF($AF$3:AF60,$J$4:$J$3004),0,0),0))","v":{"$error":"#N/A"}}]
[null,null,null,null,null,null,null,null,null,null,null,null,null,null,null,null,null,"","","","","","","","","","","","","",null,{"$f":"INDEX($J$4:$J$3004,MATCH(0,INDEX(COUNTIF($AF$3:AF61,$J$4:$J$3004),0,0),0))","v":{"$error":"#N/A"}}]
[null,null,null,null,null,null,null,null,null,null,null,null,null,null,null,null,null,"","","","","","","","","","","","","",null,{"$f":"INDEX($J$4:$J$3004,MATCH(0,INDEX(COUNTIF($AF$3:AF62,$J$4:$J$3004),0,0),0))","v":{"$error":"#N/A"}}]
[null,null,null,null,null,null,null,null,null,null,null,null,null,null,null,null,null,"","","","","","","","","","","","","",null,{"$f":"INDEX($J$4:$J$3004,MATCH(0,INDEX(COUNTIF($AF$3:AF63,$J$4:$J$3004),0,0),0))","v":{"$error":"#N/A"}}]
[null,null,null,null,null,null,null,null,null,null,null,null,null,null,null,null,null,"","","","","","","","","","","","","",null,{"$f":"INDEX($J$4:$J$3004,MATCH(0,INDEX(COUNTIF($AF$3:AF64,$J$4:$J$3004),0,0),0))","v":{"$error":"#N/A"}}]
[null,null,null,null,null,null,null,null,null,null,null,null,null,null,null,null,null,"","","","","","","","","","","","","",null,{"$f":"INDEX($J$4:$J$3004,MATCH(0,INDEX(COUNTIF($AF$3:AF65,$J$4:$J$3004),0,0),0))","v":{"$error":"#N/A"}}]
[null,null,null,null,null,null,null,null,null,null,null,null,null,null,null,null,null,"","","","","","","","","","","","","",null,{"$f":"INDEX($J$4:$J$3004,MATCH(0,INDEX(COUNTIF($AF$3:AF66,$J$4:$J$3004),0,0),0))","v":{"$error":"#N/A"}}]
[null,null,null,null,null,null,null,null,null,null,null,null,null,null,null,null,null,"","","","","","","","","","","",{"$f":"IF(AA68>=Z$2,IF(AA68<=AA$2,S68,\"\"),\"\")","v":""},"",null,{"$f":"INDEX($J$4:$J$3004,MATCH(0,INDEX(COUNTIF($AF$3:AF67,$J$4:$J$3004),0,0),0))","v":{"$error":"#N/A"}}]
[null,null,null,null,null,null,null,null,null,null,null,null,null,null,null,null,null,{"$f":"IF(ISBLANK(A69),\"\",IFERROR(A69+5-5,A69))","v":""},{"$f":"IF(LEFT(W69)=\"<\",1,\"\")","v":""},{"$f":"IF(LEFT(W69)=\"<\",0,IF(LEFT(W69)=\"e\",IF(ISNUMBER(Y69),Y69,X69),W69))","v":""},{"$f":"IF(T69=0,IF(ISNUMBER(Y69),Y69/2,X69/2),T69)","v":""},{"$f":"IF(ISBLANK(J69),\"\",J69+0)","v":""},{"$f":"IF(ISBLANK(K69),\"\",IFERROR(K69+0,K69))","v":""},{"$f":"IF(ISBLANK(L69),\"\",VALUE(L69))","v":""},"",{"$f":"IF(ISBLANK(G69),\"\",G69)","v":""},{"$f":"IF(ISNUMBER(V69),MONTH(V69)*100+DAY(J69),\"\")","v":""},{"$f":"IF(AA69>=Z$2,IF(AA69<=AA$2,R69,\"\"),\"\")","v":""},"",{"$f":"IF(AA69>=Z$2,IF(AA69<=AA$2,T69,\"\"),\"\")","v":""},null,{"$f":"INDEX($J$4:$J$3004,MATCH(0,INDEX(COUNTIF($AF$3:AF68,$J$4:$J$3004),0,0),0))","v":{"$error":"#N/A"}}]
[null,null,null,null,null,null,null,null,null,null,null,null,null,null,null,null,null,"","","","","","","","","","","","","",null,{"$f":"INDEX($J$4:$J$3004,MATCH(0,INDEX(COUNTIF($AF$3:AF69,$J$4:$J$3004),0,0),0))","v":{"$error":"#N/A"}}]
[null,null,null,null,null,null,null,null,null,null,null,null,null,null,null,null,null,"","","","","","","","","","","","","",null,{"$f":"INDEX($J$4:$J$3004,MATCH(0,INDEX(COUNTIF($AF$3:AF70,$J$4:$J$3004),0,0),0))","v":{"$error":"#N/A"}}]
[null,null,null,null,null,null,null,null,null,null,null,null,null,null,null,null,null,"","","","","","","","","","","","","",null,{"$f":"INDEX($J$4:$J$3004,MATCH(0,INDEX(COUNTIF($AF$3:AF71,$J$4:$J$3004),0,0),0))","v":{"$error":"#N/A"}}]
[null,null,null,null,null,null,null,null,null,null,null,null,null,null,null,null,null,"","","","","","","","","","","","","",null,{"$f":"INDEX($J$4:$J$3004,MATCH(0,INDEX(COUNTIF($AF$3:AF72,$J$4:$J$3004),0,0),0))","v":{"$error":"#N/A"}}]
[null,null,null,null,null,null,null,null,null,null,null,null,null,null,null,null,null,"","","","","","","","","","","","","",null,{"$f":"INDEX($J$4:$J$3004,MATCH(0,INDEX(COUNTIF($AF$3:AF73,$J$4:$J$3004),0,0),0))","v":{"$error":"#N/A"}}]
[null,null,null,null,null,null,null,null,null,null,null,null,null,null,null,null,null,"","","","","","","","","","","","","",null,{"$f":"INDEX($J$4:$J$3004,MATCH(0,INDEX(COUNTIF($AF$3:AF74,$J$4:$J$3004),0,0),0))","v":{"$error":"#N/A"}}]
[null,null,null,null,null,null,null,null,null,null,null,null,null,null,null,null,null,"","","","","","","","","","","","","",null,{"$f":"INDEX($J$4:$J$3004,MATCH(0,INDEX(COUNTIF($AF$3:AF75,$J$4:$J$3004),0,0),0))","v":{"$error":"#N/A"}}]
[null,null,null,null,null,null,null,null,null,null,null,null,null,null,null,null,null,"","","","","","","","","","","","","",null,{"$f":"INDEX($J$4:$J$3004,MATCH(0,INDEX(COUNTIF($AF$3:AF76,$J$4:$J$3004),0,0),0))","v":{"$error":"#N/A"}}]
[null,null,null,null,null,null,null,null,null,null,null,null,null,null,null,null,null,"","","","","","","","","","","","","",null,{"$f":"INDEX($J$4:$J$3004,MATCH(0,INDEX(COUNTIF($AF$3:AF77,$J$4:$J$3004),0,0),0))","v":{"$error":"#N/A"}}]
[null,null,null,null,null,null,null,null,null,null,null,null,null,null,null,null,null,"","","","","","","","","","","","","",null,{"$f":"INDEX($J$4:$J$3004,MATCH(0,INDEX(COUNTIF($AF$3:AF78,$J$4:$J$3004),0,0),0))","v":{"$error":"#N/A"}}]
[null,null,null,null,null,null,null,null,null,null,null,null,null,null,null,null,null,"","","","","","","","","","","","","",null,{"$f":"INDEX($J$4:$J$3004,MATCH(0,INDEX(COUNTIF($AF$3:AF79,$J$4:$J$3004),0,0),0))","v":{"$error":"#N/A"}}]
[null,null,null,null,null,null,null,null,null,null,null,null,null,null,null,null,null,"","","","","","","","","","","","","",null,{"$f":"INDEX($J$4:$J$3004,MATCH(0,INDEX(COUNTIF($AF$3:AF80,$J$4:$J$3004),0,0),0))","v":{"$error":"#N/A"}}]
[null,null,null,null,null,null,null,null,null,null,null,null,null,null,null,null,null,"","","","","","","","","","","","","",null,{"$f":"INDEX($J$4:$J$3004,MATCH(0,INDEX(COUNTIF($AF$3:AF81,$J$4:$J$3004),0,0),0))","v":{"$error":"#N/A"}}]
[null,null,null,null,null,null,null,null,null,null,null,null,null,null,null,null,null,"","","","","","","","","","","","","",null,{"$f":"INDEX($J$4:$J$3004,MATCH(0,INDEX(COUNTIF($AF$3:AF82,$J$4:$J$3004),0,0),0))","v":{"$error":"#N/A"}}]
[null,null,null,null,null,null,null,null,null,null,null,null,null,null,null,null,null,"","","","","","","","","","","","","",null,{"$f":"INDEX($J$4:$J$3004,MATCH(0,INDEX(COUNTIF($AF$3:AF83,$J$4:$J$3004),0,0),0))","v":{"$error":"#N/A"}}]
[null,null,null,null,null,null,null,null,null,null,null,null,null,null,null,null,null,"","","","","","","","","","","","","",null,{"$f":"INDEX($J$4:$J$3004,MATCH(0,INDEX(COUNTIF($AF$3:AF84,$J$4:$J$3004),0,0),0))","v":{"$error":"#N/A"}}]
[null,null,null,null,null,null,null,null,null,null,null,null,null,null,null,null,null,"","","","","","","","","","","","","",null,{"$f":"INDEX($J$4:$J$3004,MATCH(0,INDEX(COUNTIF($AF$3:AF85,$J$4:$J$3004),0,0),0))","v":{"$error":"#N/A"}}]
[null,null,null,null,null,null,null,null,null,null,null,null,null,null,null,null,null,"","","","","","","","","","","","","",null,{"$f":"INDEX($J$4:$J$3004,MATCH(0,INDEX(COUNTIF($AF$3:AF86,$J$4:$J$3004),0,0),0))","v":{"$error":"#N/A"}}]
[null,null,null,null,null,null,null,null,null,null,null,null,null,null,null,null,null,"","","","","","","","","","","","","",null,{"$f":"INDEX($J$4:$J$3004,MATCH(0,INDEX(COUNTIF($AF$3:AF87,$J$4:$J$3004),0,0),0))","v":{"$error":"#N/A"}}]
[null,null,null,null,null,null,null,null,null,null,null,null,null,null,null,null,null,"","","","","","","","","","","","","",null,{"$f":"INDEX($J$4:$J$3004,MATCH(0,INDEX(COUNTIF($AF$3:AF88,$J$4:$J$3004),0,0),0))","v":{"$error":"#N/A"}}]
[null,null,null,null,null,null,null,null,null,null,null,null,null,null,null,null,null,"","","","","","","","","","","","","",null,{"$f":"INDEX($J$4:$J$3004,MATCH(0,INDEX(COUNTIF($AF$3:AF89,$J$4:$J$3004),0,0),0))","v":{"$error":"#N/A"}}]
[null,null,null,null,null,null,null,null,null,null,null,null,null,null,null,null,null,"","","","","","","","","","","","","",null,{"$f":"INDEX($J$4:$J$3004,MATCH(0,INDEX(COUNTIF($AF$3:AF90,$J$4:$J$3004),0,0),0))","v":{"$error":"#N/A"}}]
[null,null,null,null,null,null,null,null,null,null,null,null,null,null,null,null,null,"","","","","","","","","","","","","",null,{"$f":"INDEX($J$4:$J$3004,MATCH(0,INDEX(COUNTIF($AF$3:AF91,$J$4:$J$3004),0,0),0))","v":{"$error":"#N/A"}}]
[null,null,null,null,null,null,null,null,null,null,null,null,null,null,null,null,null,"","","","","","","","","","","","","",null,{"$f":"INDEX($J$4:$J$3004,MATCH(0,INDEX(COUNTIF($AF$3:AF92,$J$4:$J$3004),0,0),0))","v":{"$error":"#N/A"}}]
[null,null,null,null,null,null,null,null,null,null,null,null,null,null,null,null,null,"","","","","","","","","","","","","",null,{"$f":"INDEX($J$4:$J$3004,MATCH(0,INDEX(COUNTIF($AF$3:AF93,$J$4:$J$3004),0,0),0))","v":{"$error":"#N/A"}}]
[null,null,null,null,null,null,null,null,null,null,null,null,null,null,null,null,null,"","","","","","","","","","","","","",null,{"$f":"INDEX($J$4:$J$3004,MATCH(0,INDEX(COUNTIF($AF$3:AF94,$J$4:$J$3004),0,0),0))","v":{"$error":"#N/A"}}]
[null,null,null,null,null,null,null,null,null,null,null,null,null,null,null,null,null,"","","","","","","","","","","","","",null,{"$f":"INDEX($J$4:$J$3004,MATCH(0,INDEX(COUNTIF($AF$3:AF95,$J$4:$J$3004),0,0),0))","v":{"$error":"#N/A"}}]
[null,null,null,null,null,null,null,null,null,null,null,null,null,null,null,null,null,"","","","","","","","","","","","","",null,{"$f":"INDEX($J$4:$J$3004,MATCH(0,INDEX(COUNTIF($AF$3:AF96,$J$4:$J$3004),0,0),0))","v":{"$error":"#N/A"}}]
[null,null,null,null,null,null,null,null,null,null,null,null,null,null,null,null,null,"","","","","","","","","","","","","",null,{"$f":"INDEX($J$4:$J$3004,MATCH(0,INDEX(COUNTIF($AF$3:AF97,$J$4:$J$3004),0,0),0))","v":{"$error":"#N/A"}}]
[null,null,null,null,null,null,null,null,null,null,null,null,null,null,null,null,null,"","","","","","","","","","","","","",null,{"$f":"INDEX($J$4:$J$3004,MATCH(0,INDEX(COUNTIF($AF$3:AF98,$J$4:$J$3004),0,0),0))","v":{"$error":"#N/A"}}]
[null,null,null,null,null,null,null,null,null,null,null,null,null,null,null,null,null,"","","","","","","","","","","","","",null,{"$f":"INDEX($J$4:$J$3004,MATCH(0,INDEX(COUNTIF($AF$3:AF99,$J$4:$J$3004),0,0),0))","v":{"$error":"#N/A"}}]
[null,null,null,null,null,null,null,null,null,null,null,null,null,null,null,null,null,"","","","","","","","","","","","","",null,{"$f":"INDEX($J$4:$J$3004,MATCH(0,INDEX(COUNTIF($AF$3:AF100,$J$4:$J$3004),0,0),0))","v":{"$error":"#N/A"}}]
[null,null,null,null,null,null,null,null,null,null,null,null,null,null,null,null,null,"","","","","","","","","","","","","",null,{"$f":"INDEX($J$4:$J$3004,MATCH(0,INDEX(COUNTIF($AF$3:AF101,$J$4:$J$3004),0,0),0))","v":{"$error":"#N/A"}}]
[null,null,null,null,null,null,null,null,null,null,null,null,null,null,null,null,null,"","","","","","","","","","","","","",null,{"$f":"INDEX($J$4:$J$3004,MATCH(0,INDEX(COUNTIF($AF$3:AF102,$J$4:$J$3004),0,0),0))","v":{"$error":"#N/A"}}]
[null,null,null,null,null,null,null,null,null,null,null,null,null,null,null,null,null,"","","","","","","","","","","","","",null,{"$f":"INDEX($J$4:$J$3004,MATCH(0,INDEX(COUNTIF($AF$3:AF103,$J$4:$J$3004),0,0),0))","v":{"$error":"#N/A"}}]
[null,null,null,null,null,null,null,null,null,null,null,null,null,null,null,null,null,"","","","","","","","","","","","",""]
[null,null,null,null,null,null,null,null,null,null,null,null,null,null,null,null,null,"","","","","","","","","","","","",""]
[null,null,null,null,null,null,null,null,null,null,null,null,null,null,null,null,null,"","","","","","","","","","","","",""]
[null,null,null,null,null,null,null,null,null,null,null,null,null,null,null,null,null,"","","","","","","","","","","","",""]
[null,null,null,null,null,null,null,null,null,null,null,null,null,null,null,null,null,"","","","","","","","","","","","",""]
[null,null,null,null,null,null,null,null,null,null,null,null,null,null,null,null,null,"","","","","","","","","","","","",""]
[null,null,null,null,null,null,null,null,null,null,null,null,null,null,null,null,null,"","","","","","","","","","","","",""]
[null,null,null,null,null,null,null,null,null,null,null,null,null,null,null,null,null,"","","","","","","","","","","","",""]
[null,null,null,null,null,null,null,null,null,null,null,null,null,null,null,null,null,"","","","","","","","","","","","",""]
[null,null,null,null,null,null,null,null,null,null,null,null,null,null,null,null,null,"","","","","","","","","","","","",""]
[null,null,null,null,null,null,null,null,null,null,null,null,null,null,null,null,null,"","","","","","","","","","","","",""]
[null,null,null,null,null,null,null,null,null,null,null,null,null,null,null,null,null,"","","","","","","","","","","","",""]
[null,null,null,null,null,null,null,null,null,null,null,null,null,null,null,null,null,"","","","","","","","","","","","",""]
[null,null,null,null,null,null,null,null,null,null,null,null,null,null,null,null,null,"","","","","","","","","","","","",""]
[null,null,null,null,null,null,null,null,null,null,null,null,null,null,null,null,null,"","","","","","","","","","","","",""]
[null,null,null,null,null,null,null,null,null,null,null,null,null,null,null,null,null,"","","","","","","","","","","","",""]
[null,null,null,null,null,null,null,null,null,null,null,null,null,null,null,null,null,"","","","","","","","","","","","",""]
[null,null,null,null,null,null,null,null,null,null,null,null,null,null,null,null,null,"","","","","","","","","","","","",""]
[null,null,null,null,null,null,null,null,null,null,null,null,null,null,null,null,null,"","","","","","","","","","","","",""]
[null,null,null,null,null,null,null,null,null,null,null,null,null,null,null,null,null,"","","","","","","","","","","","",""]
[null,null,null,null,null,null,null,null,null,null,null,null,null,null,null,null,null,"","","","","","","","","","","","",""]
[null,null,null,null,null,null,null,null,null,null,null,null,null,null,null,null,null,"","","","","","","","","","","","",""]
[null,null,null,null,null,null,null,null,null,null,null,null,null,null,null,null,null,"","","","","","","","","","","","",""]
[null,null,null,null,null,null,null,null,null,null,null,null,null,null,null,null,null,"","","","","","","","","","","","",""]
[null,null,null,null,null,null,null,null,null,null,null,null,null,null,null,null,null,"","","","","","","","","","","","",""]
[null,null,null,null,null,null,null,null,null,null,null,null,null,null,null,null,null,"","","","","","","","","","","","",""]
[null,null,null,null,null,null,null,null,null,null,null,null,null,null,null,null,null,"","","","","","","","","","","","",""]
[null,null,null,null,null,null,null,null,null,null,null,null,null,null,null,null,null,"","","","","","","","","","","",{"$f":"IF(AA132>=Z$2,IF(AA132<=AA$2,S132,\"\"),\"\")","v":""},""]
[null,null,null,null,null,null,null,null,null,null,null,null,null,null,null,null,null,{"$f":"IF(ISBLANK(A133),\"\",IFERROR(A133+5-5,A133))","v":""},{"$f":"IF(LEFT(W133)=\"<\",1,\"\")","v":""},{"$f":"IF(LEFT(W133)=\"<\",0,IF(LEFT(W133)=\"e\",IF(ISNUMBER(Y133),Y133,X133),W133))","v":""},{"$f":"IF(T133=0,IF(ISNUMBER(Y133),Y133/2,X133/2),T133)","v":""},{"$f":"IF(ISBLANK(J133),\"\",J133+0)","v":""},{"$f":"IF(ISBLANK(K133),\"\",IFERROR(K133+0,K133))","v":""},{"$f":"IF(ISBLANK(L133),\"\",VALUE(L133))","v":""},"",{"$f":"IF(ISBLANK(G133),\"\",G133)","v":""},{"$f":"IF(ISNUMBER(V133),MONTH(V133)*100+DAY(J133),\"\")","v":""},{"$f":"IF(AA133>=Z$2,IF(AA133<=AA$2,R133,\"\"),\"\")","v":""},"",{"$f":"IF(AA133>=Z$2,IF(AA133<=AA$2,T133,\"\"),\"\")","v":""}]
[null,null,null,null,null,null,null,null,null,null,null,null,null,null,null,null,null,"","","","","","","","","","","","",""]
[null,null,null,null,null,null,null,null,null,null,null,null,null,null,null,null,null,"","","","","","","","","","","","",""]
[null,null,null,null,null,null,null,null,null,null,null,null,null,null,null,null,null,"","","","","","","","","","","","",""]
[null,null,null,null,null,null,null,null,null,null,null,null,null,null,null,null,null,"","","","","","","","","","","","",""]
[null,null,null,null,null,null,null,null,null,null,null,null,null,null,null,null,null,"","","","","","","","","","","","",""]
[null,null,null,null,null,null,null,null,null,null,null,null,null,null,null,null,null,"","","","","","","","","","","","",""]
[null,null,null,null,null,null,null,null,null,null,null,null,null,null,null,null,null,"","","","","","","","","","","","",""]
[null,null,null,null,null,null,null,null,null,null,null,null,null,null,null,null,null,"","","","","","","","","","","","",""]
[null,null,null,null,null,null,null,null,null,null,null,null,null,null,null,null,null,"","","","","","","","","","","","",""]
[null,null,null,null,null,null,null,null,null,null,null,null,null,null,null,null,null,"","","","","","","","","","","","",""]
[null,null,null,null,null,null,null,null,null,null,null,null,null,null,null,null,null,"","","","","","","","","","","","",""]
[null,null,null,null,null,null,null,null,null,null,null,null,null,null,null,null,null,"","","","","","","","","","","","",""]
[null,null,null,null,null,null,null,null,null,null,null,null,null,null,null,null,null,"","","","","","","","","","","","",""]
[null,null,null,null,null,null,null,null,null,null,null,null,null,null,null,null,null,"","","","","","","","","","","","",""]
[null,null,null,null,null,null,null,null,null,null,null,null,null,null,null,null,null,"","","","","","","","","","","","",""]
[null,null,null,null,null,null,null,null,null,null,null,null,null,null,null,null,null,"","","","","","","","","","","","",""]
[null,null,null,null,null,null,null,null,null,null,null,null,null,null,null,null,null,"","","","","","","","","","","","",""]
[null,null,null,null,null,null,null,null,null,null,null,null,null,null,null,null,null,"","","","","","","","","","","","",""]
[null,null,null,null,null,null,null,null,null,null,null,null,null,null,null,null,null,"","","","","","","","","","","","",""]
[null,null,null,null,null,null,null,null,null,null,null,null,null,null,null,null,null,"","","","","","","","","","","","",""]
[null,null,null,null,null,null,null,null,null,null,null,null,null,null,null,null,null,"","","","","","","","","","","","",""]
[null,null,null,null,null,null,null,null,null,null,null,null,null,null,null,null,null,"","","","","","","","","","","","",""]
[null,null,null,null,null,null,null,null,null,null,null,null,null,null,null,null,null,"","","","","","","","","","","","",""]
[null,null,null,null,null,null,null,null,null,null,null,null,null,null,null,null,null,"","","","","","","","","","","","",""]
[null,null,null,null,null,null,null,null,null,null,null,null,null,null,null,null,null,"","","","","","","","","","","","",""]
[null,null,null,null,null,null,null,null,null,null,null,null,null,null,null,null,null,"","","","","","","","","","","","",""]
[null,null,null,null,null,null,null,null,null,null,null,null,null,null,null,null,null,"","","","","","","","","","","","",""]
[null,null,null,null,null,null,null,null,null,null,null,null,null,null,null,null,null,"","","","","","","","","","","","",""]
[null,null,null,null,null,null,null,null,null,null,null,null,null,null,null,null,null,"","","","","","","","","","","","",""]
[null,null,null,null,null,null,null,null,null,null,null,null,null,null,null,null,null,"","","","","","","","","","","","",""]
[null,null,null,null,null,null,null,null,null,null,null,null,null,null,null,null,null,"","","","","","","","","","","","",""]
[null,null,null,null,null,null,null,null,null,null,null,null,null,null,null,null,null,"","","","","","","","","","","","",""]
[null,null,null,null,null,null,null,null,null,null,null,null,null,null,null,null,null,"","","","","","","","","","","","",""]
[null,null,null,null,null,null,null,null,null,null,null,null,null,null,null,null,null,"","","","","","","","","","","","",""]
[null,null,null,null,null,null,null,null,null,null,null,null,null,null,null,null,null,"","","","","","","","","","","","",""]
[null,null,null,null,null,null,null,null,null,null,null,null,null,null,null,null,null,"","","","","","","","","","","","",""]
[null,null,null,null,null,null,null,null,null,null,null,null,null,null,null,null,null,"","","","","","","","","","","","",""]
[null,null,null,null,null,null,null,null,null,null,null,null,null,null,null,null,null,"","","","","","","","","","","","",""]
[null,null,null,null,null,null,null,null,null,null,null,null,null,null,null,null,null,"","","","","","","","","","","","",""]
[null,null,null,null,null,null,null,null,null,null,null,null,null,null,null,null,null,"","","","","","","","","","","","",""]
[null,null,null,null,null,null,null,null,null,null,null,null,null,null,null,null,null,"","","","","","","","","","","","",""]
[null,null,null,null,null,null,null,null,null,null,null,null,null,null,null,null,null,"","","","","","","","","","","","",""]
[null,null,null,null,null,null,null,null,null,null,null,null,null,null,null,null,null,"","","","","","","","","","","","",""]
[null,null,null,null,null,null,null,null,null,null,null,null,null,null,null,null,null,"","","","","","","","","","","","",""]
[null,null,null,null,null,null,null,null,null,null,null,null,null,null,null,null,null,"","","","","","","","","","","","",""]
[null,null,null,null,null,null,null,null,null,null,null,null,null,null,null,null,null,"","","","","","","","","","","","",""]
[null,null,null,null,null,null,null,null,null,null,null,null,null,null,null,null,null,"","","","","","","","","","","","",""]
[null,null,null,null,null,null,null,null,null,null,null,null,null,null,null,null,null,"","","","","","","","","","","","",""]
[null,null,null,null,null,null,null,null,null,null,null,null,null,null,null,null,null,"","","","","","","","","","","","",""]
[null,null,null,null,null,null,null,null,null,null,null,null,null,null,null,null,null,"","","","","","","","","","","","",""]
[null,null,null,null,null,null,null,null,null,null,null,null,null,null,null,null,null,"","","","","","","","","","","","",""]
[null,null,null,null,null,null,null,null,null,null,null,null,null,null,null,null,null,"","","","","","","","","","","","",""]
[null,null,null,null,null,null,null,null,null,null,null,null,null,null,null,null,null,"","","","","","","","","","","","",""]
[null,null,null,null,null,null,null,null,null,null,null,null,null,null,null,null,null,"","","","","","","","","","","","",""]
[null,null,null,null,null,null,null,null,null,null,null,null,null,null,null,null,null,"","","","","","","","","","","","",""]
[null,null,null,null,null,null,null,null,null,null,null,null,null,null,null,null,null,"","","","","","","","","","","","",""]
[null,null,null,null,null,null,null,null,null,null,null,null,null,null,null,null,null,"","","","","","","","","","","","",""]
[null,null,null,null,null,null,null,null,null,null,null,null,null,null,null,null,null,"","","","","","","","","","","","",""]
[null,null,null,null,null,null,null,null,null,null,null,null,null,null,null,null,null,"","","","","","","","","","","","",""]
[null,null,null,null,null,null,null,null,null,null,null,null,null,null,null,null,null,"","","","","","","","","","","","",""]
[null,null,null,null,null,null,null,null,null,null,null,null,null,null,null,null,null,"","","","","","","","","","","","",""]
[null,null,null,null,null,null,null,null,null,null,null,null,null,null,null,null,null,"","","","","","","","","","","","",""]
[null,null,null,null,null,null,null,null,null,null,null,null,null,null,null,null,null,"","","","","","","","","","","",{"$f":"IF(AA196>=Z$2,IF(AA196<=AA$2,S196,\"\"),\"\")","v":""},""]
[null,null,null,null,null,null,null,null,null,null,null,null,null,null,null,null,null,{"$f":"IF(ISBLANK(A197),\"\",IFERROR(A197+5-5,A197))","v":""},{"$f":"IF(LEFT(W197)=\"<\",1,\"\")","v":""},{"$f":"IF(LEFT(W197)=\"<\",0,IF(LEFT(W197)=\"e\",IF(ISNUMBER(Y197),Y197,X197),W197))","v":""},{"$f":"IF(T197=0,IF(ISNUMBER(Y197),Y197/2,X197/2),T197)","v":""},{"$f":"IF(ISBLANK(J197),\"\",J197+0)","v":""},{"$f":"IF(ISBLANK(K197),\"\",IFERROR(K197+0,K197))","v":""},{"$f":"IF(ISBLANK(L197),\"\",VALUE(L197))","v":""},"",{"$f":"IF(ISBLANK(G197),\"\",G197)","v":""},{"$f":"IF(ISNUMBER(V197),MONTH(V197)*100+DAY(J197),\"\")","v":""},{"$f":"IF(AA197>=Z$2,IF(AA197<=AA$2,R197,\"\"),\"\")","v":""},"",{"$f":"IF(AA197>=Z$2,IF(AA197<=AA$2,T197,\"\"),\"\")","v":""}]
[null,null,null,null,null,null,null,null,null,null,null,null,null,null,null,null,null,"","","","","","","","","","","","",""]
[null,null,null,null,null,null,null,null,null,null,null,null,null,null,null,null,null,"","","","","","","","","","","","",""]
[null,null,null,null,null,null,null,null,null,null,null,null,null,null,null,null,null,"","","","","","","","","","","","",""]
[null,null,null,null,null,null,null,null,null,null,null,null,null,null,null,null,null,"","","","","","","","","","","","",""]
[null,null,null,null,null,null,null,null,null,null,null,null,null,null,null,null,null,"","","","","","","","","","","","",""]
[null,null,null,null,null,null,null,null,null,null,null,null,null,null,null,null,null,"","","","","","","","","","","","",""]
[null,null,null,null,null,null,null,null,null,null,null,null,null,null,null,null,null,"","","","","","","","","","","","",""]
[null,null,null,null,null,null,null,null,null,null,null,null,null,null,null,null,null,"","","","","","","","","","","","",""]
[null,null,null,null,null,null,null,null,null,null,null,null,null,null,null,null,null,"","","","","","","","","","","","",""]
[null,null,null,null,null,null,null,null,null,null,null,null,null,null,null,null,null,"","","","","","","","","","","","",""]
[null,null,null,null,null,null,null,null,null,null,null,null,null,null,null,null,null,"","","","","","","","","","","","",""]
[null,null,null,null,null,null,null,null,null,null,null,null,null,null,null,null,null,"","","","","","","","","","","","",""]
[null,null,null,null,null,null,null,null,null,null,null,null,null,null,null,null,null,"","","","","","","","","","","","",""]
[null,null,null,null,null,null,null,null,null,null,null,null,null,null,null,null,null,"","","","","","","","","","","","",""]
[null,null,null,null,null,null,null,null,null,null,null,null,null,null,null,null,null,"","","","","","","","","","","","",""]
[null,null,null,null,null,null,null,null,null,null,null,null,null,null,null,null,null,"","","","","","","","","","","","",""]
[null,null,null,null,null,null,null,null,null,null,null,null,null,null,null,null,null,"","","","","","","","","","","","",""]
[null,null,null,null,null,null,null,null,null,null,null,null,null,null,null,null,null,"","","","","","","","","","","","",""]
[null,null,null,null,null,null,null,null,null,null,null,null,null,null,null,null,null,"","","","","","","","","","","","",""]
[null,null,null,null,null,null,null,null,null,null,null,null,null,null,null,null,null,"","","","","","","","","","","","",""]
[null,null,null,null,null,null,null,null,null,null,null,null,null,null,null,null,null,"","","","","","","","","","","","",""]
[null,null,null,null,null,null,null,null,null,null,null,null,null,null,null,null,null,"","","","","","","","","","","","",""]
[null,null,null,null,null,null,null,null,null,null,null,null,null,null,null,null,null,"","","","","","","","","","","","",""]
[null,null,null,null,null,null,null,null,null,null,null,null,null,null,null,null,null,"","","","","","","","","","","","",""]
[null,null,null,null,null,null,null,null,null,null,null,null,null,null,null,null,null,"","","","","","","","","","","","",""]
[null,null,null,null,null,null,null,null,null,null,null,null,null,null,null,null,null,"","","","","","","","","","","","",""]
[null,null,null,null,null,null,null,null,null,null,null,null,null,null,null,null,null,"","","","","","","","","","","","",""]
[null,null,null,null,null,null,null,null,null,null,null,null,null,null,null,null,null,"","","","","","","","","","","","",""]
[null,null,null,null,null,null,null,null,null,null,null,null,null,null,null,null,null,"","","","","","","","","","","","",""]
[null,null,null,null,null,null,null,null,null,null,null,null,null,null,null,null,null,"","","","","","","","","","","","",""]
[null,null,null,null,null,null,null,null,null,null,null,null,null,null,null,null,null,"","","","","","","","","","","","",""]
[null,null,null,null,null,null,null,null,null,null,null,null,null,null,null,null,null,"","","","","","","","","","","","",""]
[null,null,null,null,null,null,null,null,null,null,null,null,null,null,null,null,null,"","","","","","","","","","","","",""]
[null,null,null,null,null,null,null,null,null,null,null,null,null,null,null,null,null,"","","","","","","","","","","","",""]
[null,null,null,null,null,null,null,null,null,null,null,null,null,null,null,null,null,"","","","","","","","","","","","",""]
[null,null,null,null,null,null,null,null,null,null,null,null,null,null,null,null,null,"","","","","","","","","","","","",""]
[null,null,null,null,null,null,null,null,null,null,null,null,null,null,null,null,null,"","","","","","","","","","","","",""]
[null,null,null,null,null,null,null,null,null,null,null,null,null,null,null,null,null,"","","","","","","","","","","","",""]
[null,null,null,null,null,null,null,null,null,null,null,null,null,null,null,null,null,"","","","","","","","","","","","",""]
[null,null,null,null,null,null,null,null,null,null,null,null,null,null,null,null,null,"","","","","","","","","","","","",""]
[null,null,null,null,null,null,null,null,null,null,null,null,null,null,null,null,null,"","","","","","","","","","","","",""]
[null,null,null,null,null,null,null,null,null,null,null,null,null,null,null,null,null,"","","","","","","","","","","","",""]
[null,null,null,null,null,null,null,null,null,null,null,null,null,null,null,null,null,"","","","","","","","","","","","",""]
[null,null,null,null,null,null,null,null,null,null,null,null,null,null,null,null,null,"","","","","","","","","","","","",""]
[null,null,null,null,null,null,null,null,null,null,null,null,null,null,null,null,null,"","","","","","","","","","","","",""]
[null,null,null,null,null,null,null,null,null,null,null,null,null,null,null,null,null,"","","","","","","","","","","","",""]
[null,null,null,null,null,null,null,null,null,null,null,null,null,null,null,null,null,"","","","","","","","","","","","",""]
[null,null,null,null,null,null,null,null,null,null,null,null,null,null,null,null,null,"","","","","","","","","","","","",""]
[null,null,null,null,null,null,null,null,null,null,null,null,null,null,null,null,null,"","","","","","","","","","","","",""]
[null,null,null,null,null,null,null,null,null,null,null,null,null,null,null,null,null,"","","","","","","","","","","","",""]
[null,null,null,null,null,null,null,null,null,null,null,null,null,null,null,null,null,"","","","","","","","","","","","",""]
[null,null,null,null,null,null,null,null,null,null,null,null,null,null,null,null,null,"","","","","","","","","","","","",""]
[null,null,null,null,null,null,null,null,null,null,null,null,null,null,null,null,null,"","","","","","","","","","","","",""]
[null,null,null,null,null,null,null,null,null,null,null,null,null,null,null,null,null,"","","","","","","","","","","","",""]
[null,null,null,null,null,null,null,null,null,null,null,null,null,null,null,null,null,"","","","","","","","","","","","",""]
[null,null,null,null,null,null,null,null,null,null,null,null,null,null,null,null,null,"","","","","","","","","","","","",""]
[null,null,null,null,null,null,null,null,null,null,null,null,null,null,null,null,null,"","","","","","","","","","","","",""]
[null,null,null,null,null,null,null,null,null,null,null,null,null,null,null,null,null,"","","","","","","","","","","","",""]
[null,null,null,null,null,null,null,null,null,null,null,null,null,null,null,null,null,"","","","","","","","","","","","",""]
[null,null,null,null,null,null,null,null,null,null,null,null,null,null,null,null,null,"","","","","","","","","","","","",""]
[null,null,null,null,null,null,null,null,null,null,null,null,null,null,null,null,null,"","","","","","","","","","","","",""]
[null,null,null,null,null,null,null,null,null,null,null,null,null,null,null,null,null,"","","","","","","","","","","","",""]
[null,null,null,null,null,null,null,null,null,null,null,null,null,null,null,null,null,"","","","","","","","","","","",{"$f":"IF(AA260>=Z$2,IF(AA260<=AA$2,S260,\"\"),\"\")","v":""},""]
[null,null,null,null,null,null,null,null,null,null,null,null,null,null,null,null,null,{"$f":"IF(ISBLANK(A261),\"\",IFERROR(A261+5-5,A261))","v":""},{"$f":"IF(LEFT(W261)=\"<\",1,\"\")","v":""},{"$f":"IF(LEFT(W261)=\"<\",0,IF(LEFT(W261)=\"e\",IF(ISNUMBER(Y261),Y261,X261),W261))","v":""},{"$f":"IF(T261=0,IF(ISNUMBER(Y261),Y261/2,X261/2),T261)","v":""},{"$f":"IF(ISBLANK(J261),\"\",J261+0)","v":""},{"$f":"IF(ISBLANK(K261),\"\",IFERROR(K261+0,K261))","v":""},{"$f":"IF(ISBLANK(L261),\"\",VALUE(L261))","v":""},"",{"$f":"IF(ISBLANK(G261),\"\",G261)","v":""},{"$f":"IF(ISNUMBER(V261),MONTH(V261)*100+DAY(J261),\"\")","v":""},{"$f":"IF(AA261>=Z$2,IF(AA261<=AA$2,R261,\"\"),\"\")","v":""},"",{"$f":"IF(AA261>=Z$2,IF(AA261<=AA$2,T261,\"\"),\"\")","v":""}]
[null,null,null,null,null,null,null,null,null,null,null,null,null,null,null,null,null,"","","","","","","","","","","","",""]
[null,null,null,null,null,null,null,null,null,null,null,null,null,null,null,null,null,"","","","","","","","","","","","",""]
[null,null,null,null,null,null,null,null,null,null,null,null,null,null,null,null,null,"","","","","","","","","","","","",""]
[null,null,null,null,null,null,null,null,null,null,null,null,null,null,null,null,null,"","","","","","","","","","","","",""]
[null,null,null,null,null,null,null,null,null,null,null,null,null,null,null,null,null,"","","","","","","","","","","","",""]
[null,null,null,null,null,null,null,null,null,null,null,null,null,null,null,null,null,"","","","","","","","","","","","",""]
[null,null,null,null,null,null,null,null,null,null,null,null,null,null,null,null,null,"","","","","","","","","","","","",""]
[null,null,null,null,null,null,null,null,null,null,null,null,null,null,null,null,null,"","","","","","","","","","","","",""]
[null,null,null,null,null,null,null,null,null,null,null,null,null,null,null,null,null,"","","","","","","","","","","","",""]
[null,null,null,null,null,null,null,null,null,null,null,null,null,null,null,null,null,"","","","","","","","","","","","",""]
[null,null,null,null,null,null,null,null,null,null,null,null,null,null,null,null,null,"","","","","","","","","","","","",""]
[null,null,null,null,null,null,null,null,null,null,null,null,null,null,null,null,null,"","","","","","","","","","","","",""]
[null,null,null,null,null,null,null,null,null,null,null,null,null,null,null,null,null,"","","","","","","","","","","","",""]
[null,null,null,null,null,null,null,null,null,null,null,null,null,null,null,null,null,"","","","","","","","","","","","",""]
[null,null,null,null,null,null,null,null,null,null,null,null,null,null,null,null,null,"","","","","","","","","","","","",""]
[null,null,null,null,null,null,null,null,null,null,null,null,null,null,null,null,null,"","","","","","","","","","","","",""]
[null,null,null,null,null,null,null,null,null,null,null,null,null,null,null,null,null,"","","","","","","","","","","","",""]
[null,null,null,null,null,null,null,null,null,null,null,null,null,null,null,null,null,"","","","","","","","","","","","",""]
[null,null,null,null,null,null,null,null,null,null,null,null,null,null,null,null,null,"","","","","","","","","","","","",""]
[null,null,null,null,null,null,null,null,null,null,null,null,null,null,null,null,null,"","","","","","","","","","","","",""]
[null,null,null,null,null,null,null,null,null,null,null,null,null,null,null,null,null,"","","","","","","","","","","","",""]
[null,null,null,null,null,null,null,null,null,null,null,null,null,null,null,null,null,"","","","","","","","","","","","",""]
[null,null,null,null,null,null,null,null,null,null,null,null,null,null,null,null,null,"","","","","","","","","","","","",""]
[null,null,null,null,null,null,null,null,null,null,null,null,null,null,null,null,null,"","","","","","","","","","","","",""]
[null,null,null,null,null,null,null,null,null,null,null,null,null,null,null,null,null,"","","","","","","","","","","","",""]
[null,null,null,null,null,null,null,null,null,null,null,null,null,null,null,null,null,"","","","","","","","","","","","",""]
[null,null,null,null,null,null,null,null,null,null,null,null,null,null,null,null,null,"","","","","","","","","","","","",""]
[null,null,null,null,null,null,null,null,null,null,null,null,null,null,null,null,null,"","","","","","","","","","","","",""]
[null,null,null,null,null,null,null,null,null,null,null,null,null,null,null,null,null,"","","","","","","","","","","","",""]
[null,null,null,null,null,null,null,null,null,null,null,null,null,null,null,null,null,"","","","","","","","","","","","",""]
[null,null,null,null,null,null,null,null,null,null,null,null,null,null,null,null,null,"","","","","","","","","","","","",""]
[null,null,null,null,null,null,null,null,null,null,null,null,null,null,null,null,null,"","","","","","","","","","","","",""]
[null,null,null,null,null,null,null,null,null,null,null,null,null,null,null,null,null,"","","","","","","","","","","","",""]
[null,null,null,null,null,null,null,null,null,null,null,null,null,null,null,null,null,"","","","","","","","","","","","",""]
[null,null,null,null,null,null,null,null,null,null,null,null,null,null,null,null,null,"","","","","","","","","","","","",""]
[null,null,null,null,null,null,null,null,null,null,null,null,null,null,null,null,null,"","","","","","","","","","","","",""]
[null,null,null,null,null,null,null,null,null,null,null,null,null,null,null,null,null,"","","","","","","","","","","","",""]
[null,null,null,null,null,null,null,null,null,null,null,null,null,null,null,null,null,"","","","","","","","","","","","",""]
[null,null,null,null,null,null,null,null,null,null,null,null,null,null,null,null,null,"","","","","","","","","","","","",""]
[null,null,null,null,null,null,null,null,null,null,null,null,null,null,null,null,null,"","","","","","","","","","","","",""]
[null,null,null,null,null,null,null,null,null,null,null,null,null,null,null,null,null,"","","","","","","","","","","","",""]
[null,null,null,null,null,null,null,null,null,null,null,null,null,null,null,null,null,"","","","","","","","","","","","",""]
[null,null,null,null,null,null,null,null,null,null,null,null,null,null,null,null,null,"","","","","","","","","","","","",""]
[null,null,null,null,null,null,null,null,null,null,null,null,null,null,null,null,null,"","","","","","","","","","","","",""]
[null,null,null,null,null,null,null,null,null,null,null,null,null,null,null,null,null,"","","","","","","","","","","","",""]
[null,null,null,null,null,null,null,null,null,null,null,null,null,null,null,null,null,"","","","","","","","","","","","",""]
[null,null,null,null,null,null,null,null,null,null,null,null,null,null,null,null,null,"","","","","","","","","","","","",""]
[null,null,null,null,null,null,null,null,null,null,null,null,null,null,null,null,null,"","","","","","","","","","","","",""]
[null,null,null,null,null,null,null,null,null,null,null,null,null,null,null,null,null,"","","","","","","","","","","","",""]
[null,null,null,null,null,null,null,null,null,null,null,null,null,null,null,null,null,"","","","","","","","","","","","",""]
[null,null,null,null,null,null,null,null,null,null,null,null,null,null,null,null,null,"","","","","","","","","","","","",""]
[null,null,null,null,null,null,null,null,null,null,null,null,null,null,null,null,null,"","","","","","","","","","","","",""]
[null,null,null,null,null,null,null,null,null,null,null,null,null,null,null,null,null,"","","","","","","","","","","","",""]
[null,null,null,null,null,null,null,null,null,null,null,null,null,null,null,null,null,"","","","","","","","","","","","",""]
[null,null,null,null,null,null,null,null,null,null,null,null,null,null,null,null,null,"","","","","","","","","","","","",""]
[null,null,null,null,null,null,null,null,null,null,null,null,null,null,null,null,null,"","","","","","","","","","","","",""]
[null,null,null,null,null,null,null,null,null,null,null,null,null,null,null,null,null,"","","","","","","","","","","","",""]
[null,null,null,null,null,null,null,null,null,null,null,null,null,null,null,null,null,"","","","","","","","","","","","",""]
[null,null,null,null,null,null,null,null,null,null,null,null,null,null,null,null,null,"","","","","","","","","","","","",""]
[null,null,null,null,null,null,null,null,null,null,null,null,null,null,null,null,null,"","","","","","","","","","","","",""]
[null,null,null,null,null,null,null,null,null,null,null,null,null,null,null,null,null,"","","","","","","","","","","","",""]
[null,null,null,null,null,null,null,null,null,null,null,null,null,null,null,null,null,"","","","","","","","","","","","",""]
[null,null,null,null,null,null,null,null,null,null,null,null,null,null,null,null,null,"","","","","","","","","","","",{"$f":"IF(AA324>=Z$2,IF(AA324<=AA$2,S324,\"\"),\"\")","v":""},""]
[null,null,null,null,null,null,null,null,null,null,null,null,null,null,null,null,null,{"$f":"IF(ISBLANK(A325),\"\",IFERROR(A325+5-5,A325))","v":""},{"$f":"IF(LEFT(W325)=\"<\",1,\"\")","v":""},{"$f":"IF(LEFT(W325)=\"<\",0,IF(LEFT(W325)=\"e\",IF(ISNUMBER(Y325),Y325,X325),W325))","v":""},{"$f":"IF(T325=0,IF(ISNUMBER(Y325),Y325/2,X325/2),T325)","v":""},{"$f":"IF(ISBLANK(J325),\"\",J325+0)","v":""},{"$f":"IF(ISBLANK(K325),\"\",IFERROR(K325+0,K325))","v":""},{"$f":"IF(ISBLANK(L325),\"\",VALUE(L325))","v":""},"",{"$f":"IF(ISBLANK(G325),\"\",G325)","v":""},{"$f":"IF(ISNUMBER(V325),MONTH(V325)*100+DAY(J325),\"\")","v":""},{"$f":"IF(AA325>=Z$2,IF(AA325<=AA$2,R325,\"\"),\"\")","v":""},"",{"$f":"IF(AA325>=Z$2,IF(AA325<=AA$2,T325,\"\"),\"\")","v":""}]
[null,null,null,null,null,null,null,null,null,null,null,null,null,null,null,null,null,"","","","","","","","","","","","",""]
[null,null,null,null,null,null,null,null,null,null,null,null,null,null,null,null,null,"","","","","","","","","","","","",""]
[null,null,null,null,null,null,null,null,null,null,null,null,null,null,null,null,null,"","","","","","","","","","","","",""]
[null,null,null,null,null,null,null,null,null,null,null,null,null,null,null,null,null,"","","","","","","","","","","","",""]
[null,null,null,null,null,null,null,null,null,null,null,null,null,null,null,null,null,"","","","","","","","","","","","",""]
[null,null,null,null,null,null,null,null,null,null,null,null,null,null,null,null,null,"","","","","","","","","","","","",""]
[null,null,null,null,null,null,null,null,null,null,null,null,null,null,null,null,null,"","","","","","","","","","","","",""]
[null,null,null,null,null,null,null,null,null,null,null,null,null,null,null,null,null,"","","","","","","","","","","","",""]
[null,null,null,null,null,null,null,null,null,null,null,null,null,null,null,null,null,"","","","","","","","","","","","",""]
[null,null,null,null,null,null,null,null,null,null,null,null,null,null,null,null,null,"","","","","","","","","","","","",""]
[null,null,null,null,null,null,null,null,null,null,null,null,null,null,null,null,null,"","","","","","","","","","","","",""]
[null,null,null,null,null,null,null,null,null,null,null,null,null,null,null,null,null,"","","","","","","","","","","","",""]
[null,null,null,null,null,null,null,null,null,null,null,null,null,null,null,null,null,"","","","","","","","","","","","",""]
[null,null,null,null,null,null,null,null,null,null,null,null,null,null,null,null,null,"","","","","","","","","","","","",""]
[null,null,null,null,null,null,null,null,null,null,null,null,null,null,null,null,null,"","","","","","","","","","","","",""]
[null,null,null,null,null,null,null,null,null,null,null,null,null,null,null,null,null,"","","","","","","","","","","","",""]
[null,null,null,null,null,null,null,null,null,null,null,null,null,null,null,null,null,"","","","","","","","","","","","",""]
[null,null,null,null,null,null,null,null,null,null,null,null,null,null,null,null,null,"","","","","","","","","","","","",""]
[null,null,null,null,null,null,null,null,null,null,null,null,null,null,null,null,null,"","","","","","","","","","","","",""]
[null,null,null,null,null,null,null,null,null,null,null,null,null,null,null,null,null,"","","","","","","","","","","","",""]
[null,null,null,null,null,null,null,null,null,null,null,null,null,null,null,null,null,"","","","","","","","","","","","",""]
[null,null,null,null,null,null,null,null,null,null,null,null,null,null,null,null,null,"","","","","","","","","","","","",""]
[null,null,null,null,null,null,null,null,null,null,null,null,null,null,null,null,null,"","","","","","","","","","","","",""]
[null,null,null,null,null,null,null,null,null,null,null,null,null,null,null,null,null,"","","","","","","","","","","","",""]
[null,null,null,null,null,null,null,null,null,null,null,null,null,null,null,null,null,"","","","","","","","","","","","",""]
[null,null,null,null,null,null,null,null,null,null,null,null,null,null,null,null,null,"","","","","","","","","","","","",""]
[null,null,null,null,null,null,null,null,null,null,null,null,null,null,null,null,null,"","","","","","","","","","","","",""]
[null,null,null,null,null,null,null,null,null,null,null,null,null,null,null,null,null,"","","","","","","","","","","","",""]
[null,null,null,null,null,null,null,null,null,null,null,null,null,null,null,null,null,"","","","","","","","","","","","",""]
[null,null,null,null,null,null,null,null,null,null,null,null,null,null,null,null,null,"","","","","","","","","","","","",""]
[null,null,null,null,null,null,null,null,null,null,null,null,null,null,null,null,null,"","","","","","","","","","","","",""]
[null,null,null,null,null,null,null,null,null,null,null,null,null,null,null,null,null,"","","","","","","","","","","","",""]
[null,null,null,null,null,null,null,null,null,null,null,null,null,null,null,null,null,"","","","","","","","","","","","",""]
[null,null,null,null,null,null,null,null,null,null,null,null,null,null,null,null,null,"","","","","","","","","","","","",""]
[null,null,null,null,null,null,null,null,null,null,null,null,null,null,null,null,null,"","","","","","","","","","","","",""]
[null,null,null,null,null,null,null,null,null,null,null,null,null,null,null,null,null,"","","","","","","","","","","","",""]
[null,null,null,null,null,null,null,null,null,null,null,null,null,null,null,null,null,"","","","","","","","","","","","",""]
[null,null,null,null,null,null,null,null,null,null,null,null,null,null,null,null,null,"","","","","","","","","","","","",""]
[null,null,null,null,null,null,null,null,null,null,null,null,null,null,null,null,null,"","","","","","","","","","","","",""]
[null,null,null,null,null,null,null,null,null,null,null,null,null,null,null,null,null,"","","","","","","","","","","","",""]
[null,null,null,null,null,null,null,null,null,null,null,null,null,null,null,null,null,"","","","","","","","","","","","",""]
[null,null,null,null,null,null,null,null,null,null,null,null,null,null,null,null,null,"","","","","","","","","","","","",""]
[null,null,null,null,null,null,null,null,null,null,null,null,null,null,null,null,null,"","","","","","","","","","","","",""]
[null,null,null,null,null,null,null,null,null,null,null,null,null,null,null,null,null,"","","","","","","","","","","","",""]
[null,null,null,null,null,null,null,null,null,null,null,null,null,null,null,null,null,"","","","","","","","","","","","",""]
[null,null,null,null,null,null,null,null,null,null,null,null,null,null,null,null,null,"","","","","","","","","","","","",""]
[null,null,null,null,null,null,null,null,null,null,null,null,null,null,null,null,null,"","","","","","","","","","","","",""]
[null,null,null,null,null,null,null,null,null,null,null,null,null,null,null,null,null,"","","","","","","","","","","","",""]
[null,null,null,null,null,null,null,null,null,null,null,null,null,null,null,null,null,"","","","","","","","","","","","",""]
[null,null,null,null,null,null,null,null,null,null,null,null,null,null,null,null,null,"","","","","","","","","","","","",""]
[null,null,null,null,null,null,null,null,null,null,null,null,null,null,null,null,null,"","","","","","","","","","","","",""]
[null,null,null,null,null,null,null,null,null,null,null,null,null,null,null,null,null,"","","","","","","","","","","","",""]
[null,null,null,null,null,null,null,null,null,null,null,null,null,null,null,null,null,"","","","","","","","","","","","",""]
[null,null,null,null,null,null,null,null,null,null,null,null,null,null,null,null,null,"","","","","","","","","","","","",""]
[null,null,null,null,null,null,null,null,null,null,null,null,null,null,null,null,null,"","","","","","","","","","","","",""]
[null,null,null,null,null,null,null,null,null,null,null,null,null,null,null,null,null,"","","","","","","","","","","","",""]
[null,null,null,null,null,null,null,null,null,null,null,null,null,null,null,null,null,"","","","","","","","","","","","",""]
[null,null,null,null,null,null,null,null,null,null,null,null,null,null,null,null,null,"","","","","","","","","","","","",""]
[null,null,null,null,null,null,null,null,null,null,null,null,null,null,null,null,null,"","","","","","","","","","","","",""]
[null,null,null,null,null,null,null,null,null,null,null,null,null,null,null,null,null,"","","","","","","","","","","","",""]
[null,null,null,null,null,null,null,null,null,null,null,null,null,null,null,null,null,"","","","","","","","","","","","",""]
[null,null,null,null,null,null,null,null,null,null,null,null,null,null,null,null,null,"","","","","","","","","","","","",""]
[null,null,null,null,null,null,null,null,null,null,null,null,null,null,null,null,null,"","","","","","","","","","","",{"$f":"IF(AA388>=Z$2,IF(AA388<=AA$2,S388,\"\"),\"\")","v":""},""]
[null,null,null,null,null,null,null,null,null,null,null,null,null,null,null,null,null,{"$f":"IF(ISBLANK(A389),\"\",IFERROR(A389+5-5,A389))","v":""},{"$f":"IF(LEFT(W389)=\"<\",1,\"\")","v":""},{"$f":"IF(LEFT(W389)=\"<\",0,IF(LEFT(W389)=\"e\",IF(ISNUMBER(Y389),Y389,X389),W389))","v":""},{"$f":"IF(T389=0,IF(ISNUMBER(Y389),Y389/2,X389/2),T389)","v":""},{"$f":"IF(ISBLANK(J389),\"\",J389+0)","v":""},{"$f":"IF(ISBLANK(K389),\"\",IFERROR(K389+0,K389))","v":""},{"$f":"IF(ISBLANK(L389),\"\",VALUE(L389))","v":""},"",{"$f":"IF(ISBLANK(G389),\"\",G389)","v":""},{"$f":"IF(ISNUMBER(V389),MONTH(V389)*100+DAY(J389),\"\")","v":""},{"$f":"IF(AA389>=Z$2,IF(AA389<=AA$2,R389,\"\"),\"\")","v":""},"",{"$f":"IF(AA389>=Z$2,IF(AA389<=AA$2,T389,\"\"),\"\")","v":""}]
[null,null,null,null,null,null,null,null,null,null,null,null,null,null,null,null,null,"","","","","","","","","","","","",""]
[null,null,null,null,null,null,null,null,null,null,null,null,null,null,null,null,null,"","","","","","","","","","","","",""]
[null,null,null,null,null,null,null,null,null,null,null,null,null,null,null,null,null,"","","","","","","","","","","","",""]
[null,null,null,null,null,null,null,null,null,null,null,null,null,null,null,null,null,"","","","","","","","","","","","",""]
[null,null,null,null,null,null,null,null,null,null,null,null,null,null,null,null,null,"","","","","","","","","","","","",""]
[null,null,null,null,null,null,null,null,null,null,null,null,null,null,null,null,null,"","","","","","","","","","","","",""]
[null,null,null,null,null,null,null,null,null,null,null,null,null,null,null,null,null,"","","","","","","","","","","","",""]
[null,null,null,null,null,null,null,null,null,null,null,null,null,null,null,null,null,"","","","","","","","","","","","",""]
[null,null,null,null,null,null,null,null,null,null,null,null,null,null,null,null,null,"","","","","","","","","","","","",""]
[null,null,null,null,null,null,null,null,null,null,null,null,null,null,null,null,null,"","","","","","","","","","","","",""]
[null,null,null,null,null,null,null,null,null,null,null,null,null,null,null,null,null,"","","","","","","","","","","","",""]
[null,null,null,null,null,null,null,null,null,null,null,null,null,null,null,null,null,"","","","","","","","","","","","",""]
[null,null,null,null,null,null,null,null,null,null,null,null,null,null,null,null,null,"","","","","","","","","","","","",""]
[null,null,null,null,null,null,null,null,null,null,null,null,null,null,null,null,null,"","","","","","","","","","","","",""]
[null,null,null,null,null,null,null,null,null,null,null,null,null,null,null,null,null,"","","","","","","","","","","","",""]
[null,null,null,null,null,null,null,null,null,null,null,null,null,null,null,null,null,"","","","","","","","","","","","",""]
[null,null,null,null,null,null,null,null,null,null,null,null,null,null,null,null,null,"","","","","","","","","","","","",""]
[null,null,null,null,null,null,null,null,null,null,null,null,null,null,null,null,null,"","","","","","","","","","","","",""]
[null,null,null,null,null,null,null,null,null,null,null,null,null,null,null,null,null,"","","","","","","","","","","","",""]
[null,null,null,null,null,null,null,null,null,null,null,null,null,null,null,null,null,"","","","","","","","","","","","",""]
[null,null,null,null,null,null,null,null,null,null,null,null,null,null,null,null,null,"","","","","","","","","","","","",""]
[null,null,null,null,null,null,null,null,null,null,null,null,null,null,null,null,null,"","","","","","","","","","","","",""]
[null,null,null,null,null,null,null,null,null,null,null,null,null,null,null,null,null,"","","","","","","","","","","","",""]
[null,null,null,null,null,null,null,null,null,null,null,null,null,null,null,null,null,"","","","","","","","","","","","",""]
[null,null,null,null,null,null,null,null,null,null,null,null,null,null,null,null,null,"","","","","","","","","","","","",""]
[null,null,null,null,null,null,null,null,null,null,null,null,null,null,null,null,null,"","","","","","","","","","","","",""]
[null,null,null,null,null,null,null,null,null,null,null,null,null,null,null,null,null,"","","","","","","","","","","","",""]
[null,null,null,null,null,null,null,null,null,null,null,null,null,null,null,null,null,"","","","","","","","","","","","",""]
[null,null,null,null,null,null,null,null,null,null,null,null,null,null,null,null,null,"","","","","","","","","","","","",""]
[null,null,null,null,null,null,null,null,null,null,null,null,null,null,null,null,null,"","","","","","","","","","","","",""]
[null,null,null,null,null,null,null,null,null,null,null,null,null,null,null,null,null,"","","","","","","","","","","","",""]
[null,null,null,null,null,null,null,null,null,null,null,null,null,null,null,null,null,"","","","","","","","","","","","",""]
[null,null,null,null,null,null,null,null,null,null,null,null,null,null,null,null,null,"","","","","","","","","","","","",""]
[null,null,null,null,null,null,null,null,null,null,null,null,null,null,null,null,null,"","","","","","","","","","","","",""]
[null,null,null,null,null,null,null,null,null,null,null,null,null,null,null,null,null,"","","","","","","","","","","","",""]
[null,null,null,null,null,null,null,null,null,null,null,null,null,null,null,null,null,"","","","","","","","","","","","",""]
[null,null,null,null,null,null,null,null,null,null,null,null,null,null,null,null,null,"","","","","","","","","","","","",""]
[null,null,null,null,null,null,null,null,null,null,null,null,null,null,null,null,null,"","","","","","","","","","","","",""]
[null,null,null,null,null,null,null,null,null,null,null,null,null,null,null,null,null,"","","","","","","","","","","","",""]
[null,null,null,null,null,null,null,null,null,null,null,null,null,null,null,null,null,"","","","","","","","","","","","",""]
[null,null,null,null,null,null,null,null,null,null,null,null,null,null,null,null,null,"","","","","","","","","","","","",""]
[null,null,null,null,null,null,null,null,null,null,null,null,null,null,null,null,null,"","","","","","","","","","","","",""]
[null,null,null,null,null,null,null,null,null,null,null,null,null,null,null,null,null,"","","","","","","","","","","","",""]
[null,null,null,null,null,null,null,null,null,null,null,null,null,null,null,null,null,"","","","","","","","","","","","",""]
[null,null,null,null,null,null,null,null,null,null,null,null,null,null,null,null,null,"","","","","","","","","","","","",""]
[null,null,null,null,null,null,null,null,null,null,null,null,null,null,null,null,null,"","","","","","","","","","","","",""]
[null,null,null,null,null,null,null,null,null,null,null,null,null,null,null,null,null,"","","","","","","","","","","","",""]
[null,null,null,null,null,null,null,null,null,null,null,null,null,null,null,null,null,"","","","","","","","","","","","",""]
[null,null,null,null,null,null,null,null,null,null,null,null,null,null,null,null,null,"","","","","","","","","","","","",""]
[null,null,null,null,null,null,null,null,null,null,null,null,null,null,null,null,null,"","","","","","","","","","","","",""]
[null,null,null,null,null,null,null,null,null,null,null,null,null,null,null,null,null,"","","","","","","","","","","","",""]
[null,null,null,null,null,null,null,null,null,null,null,null,null,null,null,null,null,"","","","","","","","","","","","",""]
[null,null,null,null,null,null,null,null,null,null,null,null,null,null,null,null,null,"","","","","","","","","","","","",""]
[null,null,null,null,null,null,null,null,null,null,null,null,null,null,null,null,null,"","","","","","","","","","","","",""]
[null,null,null,null,null,null,null,null,null,null,null,null,null,null,null,null,null,"","","","","","","","","","","","",""]
[null,null,null,null,null,null,null,null,null,null,null,null,null,null,null,null,null,"","","","","","","","","","","","",""]
[null,null,null,null,null,null,null,null,null,null,null,null,null,null,null,null,null,"","","","","","","","","","","","",""]
[null,null,null,null,null,null,null,null,null,null,null,null,null,null,null,null,null,"","","","","","","","","","","","",""]
[null,null,null,null,null,null,null,null,null,null,null,null,null,null,null,null,null,"","","","","","","","","","","","",""]
[null,null,null,null,null,null,null,null,null,null,null,null,null,null,null,null,null,"","","","","","","","","","","","",""]
[null,null,null,null,null,null,null,null,null,null,null,null,null,null,null,null,null,"","","","","","","","","","","","",""]
[null,null,null,null,null,null,null,null,null,null,null,null,null,null,null,null,null,"","","","","","","","","","","","",""]
[null,null,null,null,null,null,null,null,null,null,null,null,null,null,null,null,null,"","","","","","","","","","","",{"$f":"IF(AA452>=Z$2,IF(AA452<=AA$2,S452,\"\"),\"\")","v":""},""]
[null,null,null,null,null,null,null,null,null,null,null,null,null,null,null,null,null,{"$f":"IF(ISBLANK(A453),\"\",IFERROR(A453+5-5,A453))","v":""},{"$f":"IF(LEFT(W453)=\"<\",1,\"\")","v":""},{"$f":"IF(LEFT(W453)=\"<\",0,IF(LEFT(W453)=\"e\",IF(ISNUMBER(Y453),Y453,X453),W453))","v":""},{"$f":"IF(T453=0,IF(ISNUMBER(Y453),Y453/2,X453/2),T453)","v":""},{"$f":"IF(ISBLANK(J453),\"\",J453+0)","v":""},{"$f":"IF(ISBLANK(K453),\"\",IFERROR(K453+0,K453))","v":""},{"$f":"IF(ISBLANK(L453),\"\",VALUE(L453))","v":""},"",{"$f":"IF(ISBLANK(G453),\"\",G453)","v":""},{"$f":"IF(ISNUMBER(V453),MONTH(V453)*100+DAY(J453),\"\")","v":""},{"$f":"IF(AA453>=Z$2,IF(AA453<=AA$2,R453,\"\"),\"\")","v":""},"",{"$f":"IF(AA453>=Z$2,IF(AA453<=AA$2,T453,\"\"),\"\")","v":""}]
[null,null,null,null,null,null,null,null,null,null,null,null,null,null,null,null,null,"","","","","","","","","","","","",""]
[null,null,null,null,null,null,null,null,null,null,null,null,null,null,null,null,null,"","","","","","","","","","","","",""]
[null,null,null,null,null,null,null,null,null,null,null,null,null,null,null,null,null,"","","","","","","","","","","","",""]
[null,null,null,null,null,null,null,null,null,null,null,null,null,null,null,null,null,"","","","","","","","","","","","",""]
[null,null,null,null,null,null,null,null,null,null,null,null,null,null,null,null,null,"","","","","","","","","","","","",""]
[null,null,null,null,null,null,null,null,null,null,null,null,null,null,null,null,null,"","","","","","","","","","","","",""]
[null,null,null,null,null,null,null,null,null,null,null,null,null,null,null,null,null,"","","","","","","","","","","","",""]
[null,null,null,null,null,null,null,null,null,null,null,null,null,null,null,null,null,"","","","","","","","","","","","",""]
[null,null,null,null,null,null,null,null,null,null,null,null,null,null,null,null,null,"","","","","","","","","","","","",""]
[null,null,null,null,null,null,null,null,null,null,null,null,null,null,null,null,null,"","","","","","","","","","","","",""]
[null,null,null,null,null,null,null,null,null,null,null,null,null,null,null,null,null,"","","","","","","","","","","","",""]
[null,null,null,null,null,null,null,null,null,null,null,null,null,null,null,null,null,"","","","","","","","","","","","",""]
[null,null,null,null,null,null,null,null,null,null,null,null,null,null,null,null,null,"","","","","","","","","","","","",""]
[null,null,null,null,null,null,null,null,null,null,null,null,null,null,null,null,null,"","","","","","","","","","","","",""]
[null,null,null,null,null,null,null,null,null,null,null,null,null,null,null,null,null,"","","","","","","","","","","","",""]
[null,null,null,null,null,null,null,null,null,null,null,null,null,null,null,null,null,"","","","","","","","","","","","",""]
[null,null,null,null,null,null,null,null,null,null,null,null,null,null,null,null,null,"","","","","","","","","","","","",""]
[null,null,null,null,null,null,null,null,null,null,null,null,null,null,null,null,null,"","","","","","","","","","","","",""]
[null,null,null,null,null,null,null,null,null,null,null,null,null,null,null,null,null,"","","","","","","","","","","","",""]
[null,null,null,null,null,null,null,null,null,null,null,null,null,null,null,null,null,"","","","","","","","","","","","",""]
[null,null,null,null,null,null,null,null,null,null,null,null,null,null,null,null,null,"","","","","","","","","","","","",""]
[null,null,null,null,null,null,null,null,null,null,null,null,null,null,null,null,null,"","","","","","","","","","","","",""]
[null,null,null,null,null,null,null,null,null,null,null,null,null,null,null,null,null,"","","","","","","","","","","","",""]
[null,null,null,null,null,null,null,null,null,null,null,null,null,null,null,null,null,"","","","","","","","","","","","",""]
[null,null,null,null,null,null,null,null,null,null,null,null,null,null,null,null,null,"","","","","","","","","","","","",""]
[null,null,null,null,null,null,null,null,null,null,null,null,null,null,null,null,null,"","","","","","","","","","","","",""]
[null,null,null,null,null,null,null,null,null,null,null,null,null,null,null,null,null,"","","","","","","","","","","","",""]
[null,null,null,null,null,null,null,null,null,null,null,null,null,null,null,null,null,"","","","","","","","","","","","",""]
[null,null,null,null,null,null,null,null,null,null,null,null,null,null,null,null,null,"","","","","","","","","","","","",""]
[null,null,null,null,null,null,null,null,null,null,null,null,null,null,null,null,null,"","","","","","","","","","","","",""]
[null,null,null,null,null,null,null,null,null,null,null,null,null,null,null,null,null,"","","","","","","","","","","","",""]
[null,null,null,null,null,null,null,null,null,null,null,null,null,null,null,null,null,"","","","","","","","","","","","",""]
[null,null,null,null,null,null,null,null,null,null,null,null,null,null,null,null,null,"","","","","","","","","","","","",""]
[null,null,null,null,null,null,null,null,null,null,null,null,null,null,null,null,null,"","","","","","","","","","","","",""]
[null,null,null,null,null,null,null,null,null,null,null,null,null,null,null,null,null,"","","","","","","","","","","","",""]
[null,null,null,null,null,null,null,null,null,null,null,null,null,null,null,null,null,"","","","","","","","","","","","",""]
[null,null,null,null,null,null,null,null,null,null,null,null,null,null,null,null,null,"","","","","","","","","","","","",""]
[null,null,null,null,null,null,null,null,null,null,null,null,null,null,null,null,null,"","","","","","","","","","","","",""]
[null,null,null,null,null,null,null,null,null,null,null,null,null,null,null,null,null,"","","","","","","","","","","","",""]
[null,null,null,null,null,null,null,null,null,null,null,null,null,null,null,null,null,"","","","","","","","","","","","",""]
[null,null,null,null,null,null,null,null,null,null,null,null,null,null,null,null,null,"","","","","","","","","","","","",""]
[null,null,null,null,null,null,null,null,null,null,null,null,null,null,null,null,null,"","","","","","","","","","","","",""]
[null,null,null,null,null,null,null,null,null,null,null,null,null,null,null,null,null,"","","","","","","","","","","","",""]
[null,null,null,null,null,null,null,null,null,null,null,null,null,null,null,null,null,"","","","","","","","","","","","",""]
[null,null,null,null,null,null,null,null,null,null,null,null,null,null,null,null,null,"","","","","","","","","","","","",""]
[null,null,null,null,null,null,null,null,null,null,null,null,null,null,null,null,null,"","","","","","","","","","","","",""]
[null,null,null,null,null,null,null,null,null,null,null,null,null,null,null,null,null,"","","","","","","","","","","","",""]
[null,null,null,null,null,null,null,null,null,null,null,null,null,null,null,null,null,"","","","","","","","","","","","",""]
[null,null,null,null,null,null,null,null,null,null,null,null,null,null,null,null,null,"","","","","","","","","","","","",""]
[null,null,null,null,null,null,null,null,null,null,null,null,null,null,null,null,null,"","","","","","","","","","","","",""]
[null,null,null,null,null,null,null,null,null,null,null,null,null,null,null,null,null,"","","","","","","","","","","","",""]
[null,null,null,null,null,null,null,null,null,null,null,null,null,null,null,null,null,"","","","","","","","","","","","",""]
[null,null,null,null,null,null,null,null,null,null,null,null,null,null,null,null,null,"","","","","","","","","","","","",""]
[null,null,null,null,null,null,null,null,null,null,null,null,null,null,null,null,null,"","","","","","","","","","","","",""]
[null,null,null,null,null,null,null,null,null,null,null,null,null,null,null,null,null,"","","","","","","","","","","","",""]
[null,null,null,null,null,null,null,null,null,null,null,null,null,null,null,null,null,"","","","","","","","","","","","",""]
[null,null,null,null,null,null,null,null,null,null,null,null,null,null,null,null,null,"","","","","","","","","","","","",""]
[null,null,null,null,null,null,null,null,null,null,null,null,null,null,null,null,null,"","","","","","","","","","","","",""]
[null,null,null,null,null,null,null,null,null,null,null,null,null,null,null,null,null,"","","","","","","","","","","","",""]
[null,null,null,null,null,null,null,null,null,null,null,null,null,null,null,null,null,"","","","","","","","","","","","",""]
[null,null,null,null,null,null,null,null,null,null,null,null,null,null,null,null,null,"","","","","","","","","","","","",""]
[null,null,null,null,null,null,null,null,null,null,null,null,null,null,null,null,null,"","","","","","","","","","","","",""]
[null,null,null,null,null,null,null,null,null,null,null,null,null,null,null,null,null,"","","","","","","","","","","",{"$f":"IF(AA516>=Z$2,IF(AA516<=AA$2,S516,\"\"),\"\")","v":""},""]
[null,null,null,null,null,null,null,null,null,null,null,null,null,null,null,null,null,{"$f":"IF(ISBLANK(A517),\"\",IFERROR(A517+5-5,A517))","v":""},{"$f":"IF(LEFT(W517)=\"<\",1,\"\")","v":""},{"$f":"IF(LEFT(W517)=\"<\",0,IF(LEFT(W517)=\"e\",IF(ISNUMBER(Y517),Y517,X517),W517))","v":""},{"$f":"IF(T517=0,IF(ISNUMBER(Y517),Y517/2,X517/2),T517)","v":""},{"$f":"IF(ISBLANK(J517),\"\",J517+0)","v":""},{"$f":"IF(ISBLANK(K517),\"\",IFERROR(K517+0,K517))","v":""},{"$f":"IF(ISBLANK(L517),\"\",VALUE(L517))","v":""},"",{"$f":"IF(ISBLANK(G517),\"\",G517)","v":""},{"$f":"IF(ISNUMBER(V517),MONTH(V517)*100+DAY(J517),\"\")","v":""},{"$f":"IF(AA517>=Z$2,IF(AA517<=AA$2,R517,\"\"),\"\")","v":""},"",{"$f":"IF(AA517>=Z$2,IF(AA517<=AA$2,T517,\"\"),\"\")","v":""}]
[null,null,null,null,null,null,null,null,null,null,null,null,null,null,null,null,null,"","","","","","","","","","","","",""]
[null,null,null,null,null,null,null,null,null,null,null,null,null,null,null,null,null,"","","","","","","","","","","","",""]
[null,null,null,null,null,null,null,null,null,null,null,null,null,null,null,null,null,"","","","","","","","","","","","",""]
[null,null,null,null,null,null,null,null,null,null,null,null,null,null,null,null,null,"","","","","","","","","","","","",""]
[null,null,null,null,null,null,null,null,null,null,null,null,null,null,null,null,null,"","","","","","","","","","","","",""]
[null,null,null,null,null,null,null,null,null,null,null,null,null,null,null,null,null,"","","","","","","","","","","","",""]
[null,null,null,null,null,null,null,null,null,null,null,null,null,null,null,null,null,"","","","","","","","","","","","",""]
[null,null,null,null,null,null,null,null,null,null,null,null,null,null,null,null,null,"","","","","","","","","","","","",""]
[null,null,null,null,null,null,null,null,null,null,null,null,null,null,null,null,null,"","","","","","","","","","","","",""]
[null,null,null,null,null,null,null,null,null,null,null,null,null,null,null,null,null,"","","","","","","","","","","","",""]
[null,null,null,null,null,null,null,null,null,null,null,null,null,null,null,null,null,"","","","","","","","","","","","",""]
[null,null,null,null,null,null,null,null,null,null,null,null,null,null,null,null,null,"","","","","","","","","","","","",""]
[null,null,null,null,null,null,null,null,null,null,null,null,null,null,null,null,null,"","","","","","","","","","","","",""]
[null,null,null,null,null,null,null,null,null,null,null,null,null,null,null,null,null,"","","","","","","","","","","","",""]
[null,null,null,null,null,null,null,null,null,null,null,null,null,null,null,null,null,"","","","","","","","","","","","",""]
[null,null,null,null,null,null,null,null,null,null,null,null,null,null,null,null,null,"","","","","","","","","","","","",""]
[null,null,null,null,null,null,null,null,null,null,null,null,null,null,null,null,null,"","","","","","","","","","","","",""]
[null,null,null,null,null,null,null,null,null,null,null,null,null,null,null,null,null,"","","","","","","","","","","","",""]
[null,null,null,null,null,null,null,null,null,null,null,null,null,null,null,null,null,"","","","","","","","","","","","",""]
[null,null,null,null,null,null,null,null,null,null,null,null,null,null,null,null,null,"","","","","","","","","","","","",""]
[null,null,null,null,null,null,null,null,null,null,null,null,null,null,null,null,null,"","","","","","","","","","","","",""]
[null,null,null,null,null,null,null,null,null,null,null,null,null,null,null,null,null,"","","","","","","","","","","","",""]
[null,null,null,null,null,null,null,null,null,null,null,null,null,null,null,null,null,"","","","","","","","","","","","",""]
[null,null,null,null,null,null,null,null,null,null,null,null,null,null,null,null,null,"","","","","","","","","","","","",""]
[null,null,null,null,null,null,null,null,null,null,null,null,null,null,null,null,null,"","","","","","","","","","","","",""]
[null,null,null,null,null,null,null,null,null,null,null,null,null,null,null,null,null,"","","","","","","","","","","","",""]
[null,null,null,null,null,null,null,null,null,null,null,null,null,null,null,null,null,"","","","","","","","","","","","",""]
[null,null,null,null,null,null,null,null,null,null,null,null,null,null,null,null,null,"","","","","","","","","","","","",""]
[null,null,null,null,null,null,null,null,null,null,null,null,null,null,null,null,null,"","","","","","","","","","","","",""]
[null,null,null,null,null,null,null,null,null,null,null,null,null,null,null,null,null,"","","","","","","","","","","","",""]
[null,null,null,null,null,null,null,null,null,null,null,null,null,null,null,null,null,"","","","","","","","","","","","",""]
[null,null,null,null,null,null,null,null,null,null,null,null,null,null,null,null,null,"","","","","","","","","","","","",""]
[null,null,null,null,null,null,null,null,null,null,null,null,null,null,null,null,null,"","","","","","","","","","","","",""]
[null,null,null,null,null,null,null,null,null,null,null,null,null,null,null,null,null,"","","","","","","","","","","","",""]
[null,null,null,null,null,null,null,null,null,null,null,null,null,null,null,null,null,"","","","","","","","","","","","",""]
[null,null,null,null,null,null,null,null,null,null,null,null,null,null,null,null,null,"","","","","","","","","","","","",""]
[null,null,null,null,null,null,null,null,null,null,null,null,null,null,null,null,null,"","","","","","","","","","","","",""]
[null,null,null,null,null,null,null,null,null,null,null,null,null,null,null,null,null,"","","","","","","","","","","","",""]
[null,null,null,null,null,null,null,null,null,null,null,null,null,null,null,null,null,"","","","","","","","","","","","",""]
[null,null,null,null,null,null,null,null,null,null,null,null,null,null,null,null,null,"","","","","","","","","","","","",""]
[null,null,null,null,null,null,null,null,null,null,null,null,null,null,null,null,null,"","","","","","","","","","","","",""]
[null,null,null,null,null,null,null,null,null,null,null,null,null,null,null,null,null,"","","","","","","","","","","","",""]
[null,null,null,null,null,null,null,null,null,null,null,null,null,null,null,null,null,"","","","","","","","","","","","",""]
[null,null,null,null,null,null,null,null,null,null,null,null,null,null,null,null,null,"","","","","","","","","","","","",""]
[null,null,null,null,null,null,null,null,null,null,null,null,null,null,null,null,null,"","","","","","","","","","","","",""]
[null,null,null,null,null,null,null,null,null,null,null,null,null,null,null,null,null,"","","","","","","","","","","","",""]
[null,null,null,null,null,null,null,null,null,null,null,null,null,null,null,null,null,"","","","","","","","","","","","",""]
[null,null,null,null,null,null,null,null,null,null,null,null,null,null,null,null,null,"","","","","","","","","","","","",""]
[null,null,null,null,null,null,null,null,null,null,null,null,null,null,null,null,null,"","","","","","","","","","","","",""]
[null,null,null,null,null,null,null,null,null,null,null,null,null,null,null,null,null,"","","","","","","","","","","","",""]
[null,null,null,null,null,null,null,null,null,null,null,null,null,null,null,null,null,"","","","","","","","","","","","",""]
[null,null,null,null,null,null,null,null,null,null,null,null,null,null,null,null,null,"","","","","","","","","","","","",""]
[null,null,null,null,null,null,null,null,null,null,null,null,null,null,null,null,null,"","","","","","","","","","","","",""]
[null,null,null,null,null,null,null,null,null,null,null,null,null,null,null,null,null,"","","","","","","","","","","","",""]
[null,null,null,null,null,null,null,null,null,null,null,null,null,null,null,null,null,"","","","","","","","","","","","",""]
[null,null,null,null,null,null,null,null,null,null,null,null,null,null,null,null,null,"","","","","","","","","","","","",""]
[null,null,null,null,null,null,null,null,null,null,null,null,null,null,null,null,null,"","","","","","","","","","","","",""]
[null,null,null,null,null,null,null,null,null,null,null,null,null,null,null,null,null,"","","","","","","","","","","","",""]
[null,null,null,null,null,null,null,null,null,null,null,null,null,null,null,null,null,"","","","","","","","","","","","",""]
[null,null,null,null,null,null,null,null,null,null,null,null,null,null,null,null,null,"","","","","","","","","","","","",""]
[null,null,null,null,null,null,null,null,null,null,null,null,null,null,null,null,null,"","","","","","","","","","","","",""]
[null,null,null,null,null,null,null,null,null,null,null,null,null,null,null,null,null,"","","","","","","","","","","","",""]
[null,null,null,null,null,null,null,null,null,null,null,null,null,null,null,null,null,"","","","","","","","","","","",{"$f":"IF(AA580>=Z$2,IF(AA580<=AA$2,S580,\"\"),\"\")","v":""},""]
[null,null,null,null,null,null,null,null,null,null,null,null,null,null,null,null,null,{"$f":"IF(ISBLANK(A581),\"\",IFERROR(A581+5-5,A581))","v":""},{"$f":"IF(LEFT(W581)=\"<\",1,\"\")","v":""},{"$f":"IF(LEFT(W581)=\"<\",0,IF(LEFT(W581)=\"e\",IF(ISNUMBER(Y581),Y581,X581),W581))","v":""},{"$f":"IF(T581=0,IF(ISNUMBER(Y581),Y581/2,X581/2),T581)","v":""},{"$f":"IF(ISBLANK(J581),\"\",J581+0)","v":""},{"$f":"IF(ISBLANK(K581),\"\",IFERROR(K581+0,K581))","v":""},{"$f":"IF(ISBLANK(L581),\"\",VALUE(L581))","v":""},"",{"$f":"IF(ISBLANK(G581),\"\",G581)","v":""},{"$f":"IF(ISNUMBER(V581),MONTH(V581)*100+DAY(J581),\"\")","v":""},{"$f":"IF(AA581>=Z$2,IF(AA581<=AA$2,R581,\"\"),\"\")","v":""},"",{"$f":"IF(AA581>=Z$2,IF(AA581<=AA$2,T581,\"\"),\"\")","v":""}]
[null,null,null,null,null,null,null,null,null,null,null,null,null,null,null,null,null,"","","","","","","","","","","","",""]
[null,null,null,null,null,null,null,null,null,null,null,null,null,null,null,null,null,"","","","","","","","","","","","",""]
[null,null,null,null,null,null,null,null,null,null,null,null,null,null,null,null,null,"","","","","","","","","","","","",""]
[null,null,null,null,null,null,null,null,null,null,null,null,null,null,null,null,null,"","","","","","","","","","","","",""]
[null,null,null,null,null,null,null,null,null,null,null,null,null,null,null,null,null,"","","","","","","","","","","","",""]
[null,null,null,null,null,null,null,null,null,null,null,null,null,null,null,null,null,"","","","","","","","","","","","",""]
[null,null,null,null,null,null,null,null,null,null,null,null,null,null,null,null,null,"","","","","","","","","","","","",""]
[null,null,null,null,null,null,null,null,null,null,null,null,null,null,null,null,null,"","","","","","","","","","","","",""]
[null,null,null,null,null,null,null,null,null,null,null,null,null,null,null,null,null,"","","","","","","","","","","","",""]
[null,null,null,null,null,null,null,null,null,null,null,null,null,null,null,null,null,"","","","","","","","","","","","",""]
[null,null,null,null,null,null,null,null,null,null,null,null,null,null,null,null,null,"","","","","","","","","","","","",""]
[null,null,null,null,null,null,null,null,null,null,null,null,null,null,null,null,null,"","","","","","","","","","","","",""]
[null,null,null,null,null,null,null,null,null,null,null,null,null,null,null,null,null,"","","","","","","","","","","","",""]
[null,null,null,null,null,null,null,null,null,null,null,null,null,null,null,null,null,"","","","","","","","","","","","",""]
[null,null,null,null,null,null,null,null,null,null,null,null,null,null,null,null,null,"","","","","","","","","","","","",""]
[null,null,null,null,null,null,null,null,null,null,null,null,null,null,null,null,null,"","","","","","","","","","","","",""]
[null,null,null,null,null,null,null,null,null,null,null,null,null,null,null,null,null,"","","","","","","","","","","","",""]
[null,null,null,null,null,null,null,null,null,null,null,null,null,null,null,null,null,"","","","","","","","","","","","",""]
[null,null,null,null,null,null,null,null,null,null,null,null,null,null,null,null,null,"","","","","","","","","","","","",""]
[null,null,null,null,null,null,null,null,null,null,null,null,null,null,null,null,null,"","","","","","","","","","","","",""]
[null,null,null,null,null,null,null,null,null,null,null,null,null,null,null,null,null,"","","","","","","","","","","","",""]
[null,null,null,null,null,null,null,null,null,null,null,null,null,null,null,null,null,"","","","","","","","","","","","",""]
[null,null,null,null,null,null,null,null,null,null,null,null,null,null,null,null,null,"","","","","","","","","","","","",""]
[null,null,null,null,null,null,null,null,null,null,null,null,null,null,null,null,null,"","","","","","","","","","","","",""]
[null,null,null,null,null,null,null,null,null,null,null,null,null,null,null,null,null,"","","","","","","","","","","","",""]
[null,null,null,null,null,null,null,null,null,null,null,null,null,null,null,null,null,"","","","","","","","","","","","",""]
[null,null,null,null,null,null,null,null,null,null,null,null,null,null,null,null,null,"","","","","","","","","","","","",""]
[null,null,null,null,null,null,null,null,null,null,null,null,null,null,null,null,null,"","","","","","","","","","","","",""]
[null,null,null,null,null,null,null,null,null,null,null,null,null,null,null,null,null,"","","","","","","","","","","","",""]
[null,null,null,null,null,null,null,null,null,null,null,null,null,null,null,null,null,"","","","","","","","","","","","",""]
[null,null,null,null,null,null,null,null,null,null,null,null,null,null,null,null,null,"","","","","","","","","","","","",""]
[null,null,null,null,null,null,null,null,null,null,null,null,null,null,null,null,null,"","","","","","","","","","","","",""]
[null,null,null,null,null,null,null,null,null,null,null,null,null,null,null,null,null,"","","","","","","","","","","","",""]
[null,null,null,null,null,null,null,null,null,null,null,null,null,null,null,null,null,"","","","","","","","","","","","",""]
[null,null,null,null,null,null,null,null,null,null,null,null,null,null,null,null,null,"","","","","","","","","","","","",""]
[null,null,null,null,null,null,null,null,null,null,null,null,null,null,null,null,null,"","","","","","","","","","","","",""]
[null,null,null,null,null,null,null,null,null,null,null,null,null,null,null,null,null,"","","","","","","","","","","","",""]
[null,null,null,null,null,null,null,null,null,null,null,null,null,null,null,null,null,"","","","","","","","","","","","",""]
[null,null,null,null,null,null,null,null,null,null,null,null,null,null,null,null,null,"","","","","","","","","","","","",""]
[null,null,null,null,null,null,null,null,null,null,null,null,null,null,null,null,null,"","","","","","","","","","","","",""]
[null,null,null,null,null,null,null,null,null,null,null,null,null,null,null,null,null,"","","","","","","","","","","","",""]
[null,null,null,null,null,null,null,null,null,null,null,null,null,null,null,null,null,"","","","","","","","","","","","",""]
[null,null,null,null,null,null,null,null,null,null,null,null,null,null,null,null,null,"","","","","","","","","","","","",""]
[null,null,null,null,null,null,null,null,null,null,null,null,null,null,null,null,null,"","","","","","","","","","","","",""]
[null,null,null,null,null,null,null,null,null,null,null,null,null,null,null,null,null,"","","","","","","","","","","","",""]
[null,null,null,null,null,null,null,null,null,null,null,null,null,null,null,null,null,"","","","","","","","","","","","",""]
[null,null,null,null,null,null,null,null,null,null,null,null,null,null,null,null,null,"","","","","","","","","","","","",""]
[null,null,null,null,null,null,null,null,null,null,null,null,null,null,null,null,null,"","","","","","","","","","","","",""]
[null,null,null,null,null,null,null,null,null,null,null,null,null,null,null,null,null,"","","","","","","","","","","","",""]
[null,null,null,null,null,null,null,null,null,null,null,null,null,null,null,null,null,"","","","","","","","","","","","",""]
[null,null,null,null,null,null,null,null,null,null,null,null,null,null,null,null,null,"","","","","","","","","","","","",""]
[null,null,null,null,null,null,null,null,null,null,null,null,null,null,null,null,null,"","","","","","","","","","","","",""]
[null,null,null,null,null,null,null,null,null,null,null,null,null,null,null,null,null,"","","","","","","","","","","","",""]
[null,null,null,null,null,null,null,null,null,null,null,null,null,null,null,null,null,"","","","","","","","","","","","",""]
[null,null,null,null,null,null,null,null,null,null,null,null,null,null,null,null,null,"","","","","","","","","","","","",""]
[null,null,null,null,null,null,null,null,null,null,null,null,null,null,null,null,null,"","","","","","","","","","","","",""]
[null,null,null,null,null,null,null,null,null,null,null,null,null,null,null,null,null,"","","","","","","","","","","","",""]
[null,null,null,null,null,null,null,null,null,null,null,null,null,null,null,null,null,"","","","","","","","","","","","",""]
[null,null,null,null,null,null,null,null,null,null,null,null,null,null,null,null,null,"","","","","","","","","","","","",""]
[null,null,null,null,null,null,null,null,null,null,null,null,null,null,null,null,null,"","","","","","","","","","","","",""]
[null,null,null,null,null,null,null,null,null,null,null,null,null,null,null,null,null,"","","","","","","","","","","","",""]
[null,null,null,null,null,null,null,null,null,null,null,null,null,null,null,null,null,"","","","","","","","","","","","",""]
[null,null,null,null,null,null,null,null,null,null,null,null,null,null,null,null,null,"","","","","","","","","","","",{"$f":"IF(AA644>=Z$2,IF(AA644<=AA$2,S644,\"\"),\"\")","v":""},""]
[null,null,null,null,null,null,null,null,null,null,null,null,null,null,null,null,null,{"$f":"IF(ISBLANK(A645),\"\",IFERROR(A645+5-5,A645))","v":""},{"$f":"IF(LEFT(W645)=\"<\",1,\"\")","v":""},{"$f":"IF(LEFT(W645)=\"<\",0,IF(LEFT(W645)=\"e\",IF(ISNUMBER(Y645),Y645,X645),W645))","v":""},{"$f":"IF(T645=0,IF(ISNUMBER(Y645),Y645/2,X645/2),T645)","v":""},{"$f":"IF(ISBLANK(J645),\"\",J645+0)","v":""},{"$f":"IF(ISBLANK(K645),\"\",IFERROR(K645+0,K645))","v":""},{"$f":"IF(ISBLANK(L645),\"\",VALUE(L645))","v":""},"",{"$f":"IF(ISBLANK(G645),\"\",G645)","v":""},{"$f":"IF(ISNUMBER(V645),MONTH(V645)*100+DAY(J645),\"\")","v":""},{"$f":"IF(AA645>=Z$2,IF(AA645<=AA$2,R645,\"\"),\"\")","v":""},"",{"$f":"IF(AA645>=Z$2,IF(AA645<=AA$2,T645,\"\"),\"\")","v":""}]
[null,null,null,null,null,null,null,null,null,null,null,null,null,null,null,null,null,"","","","","","","","","","","","",""]
[null,null,null,null,null,null,null,null,null,null,null,null,null,null,null,null,null,"","","","","","","","","","","","",""]
[null,null,null,null,null,null,null,null,null,null,null,null,null,null,null,null,null,"","","","","","","","","","","","",""]
[null,null,null,null,null,null,null,null,null,null,null,null,null,null,null,null,null,"","","","","","","","","","","","",""]
[null,null,null,null,null,null,null,null,null,null,null,null,null,null,null,null,null,"","","","","","","","","","","","",""]
[null,null,null,null,null,null,null,null,null,null,null,null,null,null,null,null,null,"","","","","","","","","","","","",""]
[null,null,null,null,null,null,null,null,null,null,null,null,null,null,null,null,null,"","","","","","","","","","","","",""]
[null,null,null,null,null,null,null,null,null,null,null,null,null,null,null,null,null,"","","","","","","","","","","","",""]
[null,null,null,null,null,null,null,null,null,null,null,null,null,null,null,null,null,"","","","","","","","","","","","",""]
[null,null,null,null,null,null,null,null,null,null,null,null,null,null,null,null,null,"","","","","","","","","","","","",""]
[null,null,null,null,null,null,null,null,null,null,null,null,null,null,null,null,null,"","","","","","","","","","","","",""]
[null,null,null,null,null,null,null,null,null,null,null,null,null,null,null,null,null,"","","","","","","","","","","","",""]
[null,null,null,null,null,null,null,null,null,null,null,null,null,null,null,null,null,"","","","","","","","","","","","",""]
[null,null,null,null,null,null,null,null,null,null,null,null,null,null,null,null,null,"","","","","","","","","","","","",""]
[null,null,null,null,null,null,null,null,null,null,null,null,null,null,null,null,null,"","","","","","","","","","","","",""]
[null,null,null,null,null,null,null,null,null,null,null,null,null,null,null,null,null,"","","","","","","","","","","","",""]
[null,null,null,null,null,null,null,null,null,null,null,null,null,null,null,null,null,"","","","","","","","","","","","",""]
[null,null,null,null,null,null,null,null,null,null,null,null,null,null,null,null,null,"","","","","","","","","","","","",""]
[null,null,null,null,null,null,null,null,null,null,null,null,null,null,null,null,null,"","","","","","","","","","","","",""]
[null,null,null,null,null,null,null,null,null,null,null,null,null,null,null,null,null,"","","","","","","","","","","","",""]
[null,null,null,null,null,null,null,null,null,null,null,null,null,null,null,null,null,"","","","","","","","","","","","",""]
[null,null,null,null,null,null,null,null,null,null,null,null,null,null,null,null,null,"","","","","","","","","","","","",""]
[null,null,null,null,null,null,null,null,null,null,null,null,null,null,null,null,null,"","","","","","","","","","","","",""]
[null,null,null,null,null,null,null,null,null,null,null,null,null,null,null,null,null,"","","","","","","","","","","","",""]
[null,null,null,null,null,null,null,null,null,null,null,null,null,null,null,null,null,"","","","","","","","","","","","",""]
[null,null,null,null,null,null,null,null,null,null,null,null,null,null,null,null,null,"","","","","","","","","","","","",""]
[null,null,null,null,null,null,null,null,null,null,null,null,null,null,null,null,null,"","","","","","","","","","","","",""]
[null,null,null,null,null,null,null,null,null,null,null,null,null,null,null,null,null,"","","","","","","","","","","","",""]
[null,null,null,null,null,null,null,null,null,null,null,null,null,null,null,null,null,"","","","","","","","","","","","",""]
[null,null,null,null,null,null,null,null,null,null,null,null,null,null,null,null,null,"","","","","","","","","","","","",""]
[null,null,null,null,null,null,null,null,null,null,null,null,null,null,null,null,null,"","","","","","","","","","","","",""]
[null,null,null,null,null,null,null,null,null,null,null,null,null,null,null,null,null,"","","","","","","","","","","","",""]
[null,null,null,null,null,null,null,null,null,null,null,null,null,null,null,null,null,"","","","","","","","","","","","",""]
[null,null,null,null,null,null,null,null,null,null,null,null,null,null,null,null,null,"","","","","","","","","","","","",""]
[null,null,null,null,null,null,null,null,null,null,null,null,null,null,null,null,null,"","","","","","","","","","","","",""]
[null,null,null,null,null,null,null,null,null,null,null,null,null,null,null,null,null,"","","","","","","","","","","","",""]
[null,null,null,null,null,null,null,null,null,null,null,null,null,null,null,null,null,"","","","","","","","","","","","",""]
[null,null,null,null,null,null,null,null,null,null,null,null,null,null,null,null,null,"","","","","","","","","","","","",""]
[null,null,null,null,null,null,null,null,null,null,null,null,null,null,null,null,null,"","","","","","","","","","","","",""]
[null,null,null,null,null,null,null,null,null,null,null,null,null,null,null,null,null,"","","","","","","","","","","","",""]
[null,null,null,null,null,null,null,null,null,null,null,null,null,null,null,null,null,"","","","","","","","","","","","",""]
[null,null,null,null,null,null,null,null,null,null,null,null,null,null,null,null,null,"","","","","","","","","","","","",""]
[null,null,null,null,null,null,null,null,null,null,null,null,null,null,null,null,null,"","","","","","","","","","","","",""]
[null,null,null,null,null,null,null,null,null,null,null,null,null,null,null,null,null,"","","","","","","","","","","","",""]
[null,null,null,null,null,null,null,null,null,null,null,null,null,null,null,null,null,"","","","","","","","","","","","",""]
[null,null,null,null,null,null,null,null,null,null,null,null,null,null,null,null,null,"","","","","","","","","","","","",""]
[null,null,null,null,null,null,null,null,null,null,null,null,null,null,null,null,null,"","","","","","","","","","","","",""]
[null,null,null,null,null,null,null,null,null,null,null,null,null,null,null,null,null,"","","","","","","","","","","","",""]
[null,null,null,null,null,null,null,null,null,null,null,null,null,null,null,null,null,"","","","","","","","","","","","",""]
[null,null,null,null,null,null,null,null,null,null,null,null,null,null,null,null,null,"","","","","","","","","","","","",""]
[null,null,null,null,null,null,null,null,null,null,null,null,null,null,null,null,null,"","","","","","","","","","","","",""]
[null,null,null,null,null,null,null,null,null,null,null,null,null,null,null,null,null,"","","","","","","","","","","","",""]
[null,null,null,null,null,null,null,null,null,null,null,null,null,null,null,null,null,"","","","","","","","","","","","",""]
[null,null,null,null,null,null,null,null,null,null,null,null,null,null,null,null,null,"","","","","","","","","","","","",""]
[null,null,null,null,null,null,null,null,null,null,null,null,null,null,null,null,null,"","","","","","","","","","","","",""]
[null,null,null,null,null,null,null,null,null,null,null,null,null,null,null,null,null,"","","","","","","","","","","","",""]
[null,null,null,null,null,null,null,null,null,null,null,null,null,null,null,null,null,"","","","","","","","","","","","",""]
[null,null,null,null,null,null,null,null,null,null,null,null,null,null,null,null,null,"","","","","","","","","","","","",""]
[null,null,null,null,null,null,null,null,null,null,null,null,null,null,null,null,null,"","","","","","","","","","","","",""]
[null,null,null,null,null,null,null,null,null,null,null,null,null,null,null,null,null,"","","","","","","","","","","","",""]
[null,null,null,null,null,null,null,null,null,null,null,null,null,null,null,null,null,"","","","","","","","","","","","",""]
[null,null,null,null,null,null,null,null,null,null,null,null,null,null,null,null,null,"","","","","","","","","","","","",""]
[null,null,null,null,null,null,null,null,null,null,null,null,null,null,null,null,null,"","","","","","","","","","","",{"$f":"IF(AA708>=Z$2,IF(AA708<=AA$2,S708,\"\"),\"\")","v":""},""]
[null,null,null,null,null,null,null,null,null,null,null,null,null,null,null,null,null,{"$f":"IF(ISBLANK(A709),\"\",IFERROR(A709+5-5,A709))","v":""},{"$f":"IF(LEFT(W709)=\"<\",1,\"\")","v":""},{"$f":"IF(LEFT(W709)=\"<\",0,IF(LEFT(W709)=\"e\",IF(ISNUMBER(Y709),Y709,X709),W709))","v":""},{"$f":"IF(T709=0,IF(ISNUMBER(Y709),Y709/2,X709/2),T709)","v":""},{"$f":"IF(ISBLANK(J709),\"\",J709+0)","v":""},{"$f":"IF(ISBLANK(K709),\"\",IFERROR(K709+0,K709))","v":""},{"$f":"IF(ISBLANK(L709),\"\",VALUE(L709))","v":""},"",{"$f":"IF(ISBLANK(G709),\"\",G709)","v":""},{"$f":"IF(ISNUMBER(V709),MONTH(V709)*100+DAY(J709),\"\")","v":""},{"$f":"IF(AA709>=Z$2,IF(AA709<=AA$2,R709,\"\"),\"\")","v":""},"",{"$f":"IF(AA709>=Z$2,IF(AA709<=AA$2,T709,\"\"),\"\")","v":""}]
[null,null,null,null,null,null,null,null,null,null,null,null,null,null,null,null,null,"","","","","","","","","","","","",""]
[null,null,null,null,null,null,null,null,null,null,null,null,null,null,null,null,null,"","","","","","","","","","","","",""]
[null,null,null,null,null,null,null,null,null,null,null,null,null,null,null,null,null,"","","","","","","","","","","","",""]
[null,null,null,null,null,null,null,null,null,null,null,null,null,null,null,null,null,"","","","","","","","","","","","",""]
[null,null,null,null,null,null,null,null,null,null,null,null,null,null,null,null,null,"","","","","","","","","","","","",""]
[null,null,null,null,null,null,null,null,null,null,null,null,null,null,null,null,null,"","","","","","","","","","","","",""]
[null,null,null,null,null,null,null,null,null,null,null,null,null,null,null,null,null,"","","","","","","","","","","","",""]
[null,null,null,null,null,null,null,null,null,null,null,null,null,null,null,null,null,"","","","","","","","","","","","",""]
[null,null,null,null,null,null,null,null,null,null,null,null,null,null,null,null,null,"","","","","","","","","","","","",""]
[null,null,null,null,null,null,null,null,null,null,null,null,null,null,null,null,null,"","","","","","","","","","","","",""]
[null,null,null,null,null,null,null,null,null,null,null,null,null,null,null,null,null,"","","","","","","","","","","","",""]
[null,null,null,null,null,null,null,null,null,null,null,null,null,null,null,null,null,"","","","","","","","","","","","",""]
[null,null,null,null,null,null,null,null,null,null,null,null,null,null,null,null,null,"","","","","","","","","","","","",""]
[null,null,null,null,null,null,null,null,null,null,null,null,null,null,null,null,null,"","","","","","","","","","","","",""]
[null,null,null,null,null,null,null,null,null,null,null,null,null,null,null,null,null,"","","","","","","","","","","","",""]
[null,null,null,null,null,null,null,null,null,null,null,null,null,null,null,null,null,"","","","","","","","","","","","",""]
[null,null,null,null,null,null,null,null,null,null,null,null,null,null,null,null,null,"","","","","","","","","","","","",""]
[null,null,null,null,null,null,null,null,null,null,null,null,null,null,null,null,null,"","","","","","","","","","","","",""]
[null,null,null,null,null,null,null,null,null,null,null,null,null,null,null,null,null,"","","","","","","","","","","","",""]
[null,null,null,null,null,null,null,null,null,null,null,null,null,null,null,null,null,"","","","","","","","","","","","",""]
[null,null,null,null,null,null,null,null,null,null,null,null,null,null,null,null,null,"","","","","","","","","","","","",""]
[null,null,null,null,null,null,null,null,null,null,null,null,null,null,null,null,null,"","","","","","","","","","","","",""]
[null,null,null,null,null,null,null,null,null,null,null,null,null,null,null,null,null,"","","","","","","","","","","","",""]
[null,null,null,null,null,null,null,null,null,null,null,null,null,null,null,null,null,"","","","","","","","","","","","",""]
[null,null,null,null,null,null,null,null,null,null,null,null,null,null,null,null,null,"","","","","","","","","","","","",""]
[null,null,null,null,null,null,null,null,null,null,null,null,null,null,null,null,null,"","","","","","","","","","","","",""]
[null,null,null,null,null,null,null,null,null,null,null,null,null,null,null,null,null,"","","","","","","","","","","","",""]
[null,null,null,null,null,null,null,null,null,null,null,null,null,null,null,null,null,"","","","","","","","","","","","",""]
[null,null,null,null,null,null,null,null,null,null,null,null,null,null,null,null,null,"","","","","","","","","","","","",""]
[null,null,null,null,null,null,null,null,null,null,null,null,null,null,null,null,null,"","","","","","","","","","","","",""]
[null,null,null,null,null,null,null,null,null,null,null,null,null,null,null,null,null,"","","","","","","","","","","","",""]
[null,null,null,null,null,null,null,null,null,null,null,null,null,null,null,null,null,"","","","","","","","","","","","",""]
[null,null,null,null,null,null,null,null,null,null,null,null,null,null,null,null,null,"","","","","","","","","","","","",""]
[null,null,null,null,null,null,null,null,null,null,null,null,null,null,null,null,null,"","","","","","","","","","","","",""]
[null,null,null,null,null,null,null,null,null,null,null,null,null,null,null,null,null,"","","","","","","","","","","","",""]
[null,null,null,null,null,null,null,null,null,null,null,null,null,null,null,null,null,"","","","","","","","","","","","",""]
[null,null,null,null,null,null,null,null,null,null,null,null,null,null,null,null,null,"","","","","","","","","","","","",""]
[null,null,null,null,null,null,null,null,null,null,null,null,null,null,null,null,null,"","","","","","","","","","","","",""]
[null,null,null,null,null,null,null,null,null,null,null,null,null,null,null,null,null,"","","","","","","","","","","","",""]
[null,null,null,null,null,null,null,null,null,null,null,null,null,null,null,null,null,"","","","","","","","","","","","",""]
[null,null,null,null,null,null,null,null,null,null,null,null,null,null,null,null,null,"","","","","","","","","","","","",""]
[null,null,null,null,null,null,null,null,null,null,null,null,null,null,null,null,null,"","","","","","","","","","","","",""]
[null,null,null,null,null,null,null,null,null,null,null,null,null,null,null,null,null,"","","","","","","","","","","","",""]
[null,null,null,null,null,null,null,null,null,null,null,null,null,null,null,null,null,"","","","","","","","","","","","",""]
[null,null,null,null,null,null,null,null,null,null,null,null,null,null,null,null,null,"","","","","","","","","","","","",""]
[null,null,null,null,null,null,null,null,null,null,null,null,null,null,null,null,null,"","","","","","","","","","","","",""]
[null,null,null,null,null,null,null,null,null,null,null,null,null,null,null,null,null,"","","","","","","","","","","","",""]
[null,null,null,null,null,null,null,null,null,null,null,null,null,null,null,null,null,"","","","","","","","","","","","",""]
[null,null,null,null,null,null,null,null,null,null,null,null,null,null,null,null,null,"","","","","","","","","","","","",""]
[null,null,null,null,null,null,null,null,null,null,null,null,null,null,null,null,null,"","","","","","","","","","","","",""]
[null,null,null,null,null,null,null,null,null,null,null,null,null,null,null,null,null,"","","","","","","","","","","","",""]
[null,null,null,null,null,null,null,null,null,null,null,null,null,null,null,null,null,"","","","","","","","","","","","",""]
[null,null,null,null,null,null,null,null,null,null,null,null,null,null,null,null,null,"","","","","","","","","","","","",""]
[null,null,null,null,null,null,null,null,null,null,null,null,null,null,null,null,null,"","","","","","","","","","","","",""]
[null,null,null,null,null,null,null,null,null,null,null,null,null,null,null,null,null,"","","","","","","","","","","","",""]
[null,null,null,null,null,null,null,null,null,null,null,null,null,null,null,null,null,"","","","","","","","","","","","",""]
[null,null,null,null,null,null,null,null,null,null,null,null,null,null,null,null,null,"","","","","","","","","","","","",""]
[null,null,null,null,null,null,null,null,null,null,null,null,null,null,null,null,null,"","","","","","","","","","","","",""]
[null,null,null,null,null,null,null,null,null,null,null,null,null,null,null,null,null,"","","","","","","","","","","","",""]
[null,null,null,null,null,null,null,null,null,null,null,null,null,null,null,null,null,"","","","","","","","","","","","",""]
[null,null,null,null,null,null,null,null,null,null,null,null,null,null,null,null,null,"","","","","","","","","","","","",""]
[null,null,null,null,null,null,null,null,null,null,null,null,null,null,null,null,null,"","","","","","","","","","","","",""]
[null,null,null,null,null,null,null,null,null,null,null,null,null,null,null,null,null,"","","","","","","","","","","",{"$f":"IF(AA772>=Z$2,IF(AA772<=AA$2,S772,\"\"),\"\")","v":""},""]
[null,null,null,null,null,null,null,null,null,null,null,null,null,null,null,null,null,{"$f":"IF(ISBLANK(A773),\"\",IFERROR(A773+5-5,A773))","v":""},{"$f":"IF(LEFT(W773)=\"<\",1,\"\")","v":""},{"$f":"IF(LEFT(W773)=\"<\",0,IF(LEFT(W773)=\"e\",IF(ISNUMBER(Y773),Y773,X773),W773))","v":""},{"$f":"IF(T773=0,IF(ISNUMBER(Y773),Y773/2,X773/2),T773)","v":""},{"$f":"IF(ISBLANK(J773),\"\",J773+0)","v":""},{"$f":"IF(ISBLANK(K773),\"\",IFERROR(K773+0,K773))","v":""},{"$f":"IF(ISBLANK(L773),\"\",VALUE(L773))","v":""},"",{"$f":"IF(ISBLANK(G773),\"\",G773)","v":""},{"$f":"IF(ISNUMBER(V773),MONTH(V773)*100+DAY(J773),\"\")","v":""},{"$f":"IF(AA773>=Z$2,IF(AA773<=AA$2,R773,\"\"),\"\")","v":""},"",{"$f":"IF(AA773>=Z$2,IF(AA773<=AA$2,T773,\"\"),\"\")","v":""}]
[null,null,null,null,null,null,null,null,null,null,null,null,null,null,null,null,null,"","","","","","","","","","","","",""]
[null,null,null,null,null,null,null,null,null,null,null,null,null,null,null,null,null,"","","","","","","","","","","","",""]
[null,null,null,null,null,null,null,null,null,null,null,null,null,null,null,null,null,"","","","","","","","","","","","",""]
[null,null,null,null,null,null,null,null,null,null,null,null,null,null,null,null,null,"","","","","","","","","","","","",""]
[null,null,null,null,null,null,null,null,null,null,null,null,null,null,null,null,null,"","","","","","","","","","","","",""]
[null,null,null,null,null,null,null,null,null,null,null,null,null,null,null,null,null,"","","","","","","","","","","","",""]
[null,null,null,null,null,null,null,null,null,null,null,null,null,null,null,null,null,"","","","","","","","","","","","",""]
[null,null,null,null,null,null,null,null,null,null,null,null,null,null,null,null,null,"","","","","","","","","","","","",""]
[null,null,null,null,null,null,null,null,null,null,null,null,null,null,null,null,null,"","","","","","","","","","","","",""]
[null,null,null,null,null,null,null,null,null,null,null,null,null,null,null,null,null,"","","","","","","","","","","","",""]
[null,null,null,null,null,null,null,null,null,null,null,null,null,null,null,null,null,"","","","","","","","","","","","",""]
[null,null,null,null,null,null,null,null,null,null,null,null,null,null,null,null,null,"","","","","","","","","","","","",""]
[null,null,null,null,null,null,null,null,null,null,null,null,null,null,null,null,null,"","","","","","","","","","","","",""]
[null,null,null,null,null,null,null,null,null,null,null,null,null,null,null,null,null,"","","","","","","","","","","","",""]
[null,null,null,null,null,null,null,null,null,null,null,null,null,null,null,null,null,"","","","","","","","","","","","",""]
[null,null,null,null,null,null,null,null,null,null,null,null,null,null,null,null,null,"","","","","","","","","","","","",""]
[null,null,null,null,null,null,null,null,null,null,null,null,null,null,null,null,null,"","","","","","","","","","","","",""]
[null,null,null,null,null,null,null,null,null,null,null,null,null,null,null,null,null,"","","","","","","","","","","","",""]
[null,null,null,null,null,null,null,null,null,null,null,null,null,null,null,null,null,"","","","","","","","","","","","",""]
[null,null,null,null,null,null,null,null,null,null,null,null,null,null,null,null,null,"","","","","","","","","","","","",""]
[null,null,null,null,null,null,null,null,null,null,null,null,null,null,null,null,null,"","","","","","","","","","","","",""]
[null,null,null,null,null,null,null,null,null,null,null,null,null,null,null,null,null,"","","","","","","","","","","","",""]
[null,null,null,null,null,null,null,null,null,null,null,null,null,null,null,null,null,"","","","","","","","","","","","",""]
[null,null,null,null,null,null,null,null,null,null,null,null,null,null,null,null,null,"","","","","","","","","","","","",""]
[null,null,null,null,null,null,null,null,null,null,null,null,null,null,null,null,null,"","","","","","","","","","","","",""]
[null,null,null,null,null,null,null,null,null,null,null,null,null,null,null,null,null,"","","","","","","","","","","","",""]
[null,null,null,null,null,null,null,null,null,null,null,null,null,null,null,null,null,"","","","","","","","","","","","",""]
[null,null,null,null,null,null,null,null,null,null,null,null,null,null,null,null,null,"","","","","","","","","","","","",""]
[null,null,null,null,null,null,null,null,null,null,null,null,null,null,null,null,null,"","","","","","","","","","","","",""]
[null,null,null,null,null,null,null,null,null,null,null,null,null,null,null,null,null,"","","","","","","","","","","","",""]
[null,null,null,null,null,null,null,null,null,null,null,null,null,null,null,null,null,"","","","","","","","","","","","",""]
[null,null,null,null,null,null,null,null,null,null,null,null,null,null,null,null,null,"","","","","","","","","","","","",""]
[null,null,null,null,null,null,null,null,null,null,null,null,null,null,null,null,null,"","","","","","","","","","","","",""]
[null,null,null,null,null,null,null,null,null,null,null,null,null,null,null,null,null,"","","","","","","","","","","","",""]
[null,null,null,null,null,null,null,null,null,null,null,null,null,null,null,null,null,"","","","","","","","","","","","",""]
[null,null,null,null,null,null,null,null,null,null,null,null,null,null,null,null,null,"","","","","","","","","","","","",""]
[null,null,null,null,null,null,null,null,null,null,null,null,null,null,null,null,null,"","","","","","","","","","","","",""]
[null,null,null,null,null,null,null,null,null,null,null,null,null,null,null,null,null,"","","","","","","","","","","","",""]
[null,null,null,null,null,null,null,null,null,null,null,null,null,null,null,null,null,"","","","","","","","","","","","",""]
[null,null,null,null,null,null,null,null,null,null,null,null,null,null,null,null,null,"","","","","","","","","","","","",""]
[null,null,null,null,null,null,null,null,null,null,null,null,null,null,null,null,null,"","","","","","","","","","","","",""]
[null,null,null,null,null,null,null,null,null,null,null,null,null,null,null,null,null,"","","","","","","","","","","","",""]
[null,null,null,null,null,null,null,null,null,null,null,null,null,null,null,null,null,"","","","","","","","","","","","",""]
[null,null,null,null,null,null,null,null,null,null,null,null,null,null,null,null,null,"","","","","","","","","","","","",""]
[null,null,null,null,null,null,null,null,null,null,null,null,null,null,null,null,null,"","","","","","","","","","","","",""]
[null,null,null,null,null,null,null,null,null,null,null,null,null,null,null,null,null,"","","","","","","","","","","","",""]
[null,null,null,null,null,null,null,null,null,null,null,null,null,null,null,null,null,"","","","","","","","","","","","",""]
[null,null,null,null,null,null,null,null,null,null,null,null,null,null,null,null,null,"","","","","","","","","","","","",""]
[null,null,null,null,null,null,null,null,null,null,null,null,null,null,null,null,null,"","","","","","","","","","","","",""]
[null,null,null,null,null,null,null,null,null,null,null,null,null,null,null,null,null,"","","","","","","","","","","","",""]
[null,null,null,null,null,null,null,null,null,null,null,null,null,null,null,null,null,"","","","","","","","","","","","",""]
[null,null,null,null,null,null,null,null,null,null,null,null,null,null,null,null,null,"","","","","","","","","","","","",""]
[null,null,null,null,null,null,null,null,null,null,null,null,null,null,null,null,null,"","","","","","","","","","","","",""]
[null,null,null,null,null,null,null,null,null,null,null,null,null,null,null,null,null,"","","","","","","","","","","","",""]
[null,null,null,null,null,null,null,null,null,null,null,null,null,null,null,null,null,"","","","","","","","","","","","",""]
[null,null,null,null,null,null,null,null,null,null,null,null,null,null,null,null,null,"","","","","","","","","","","","",""]
[null,null,null,null,null,null,null,null,null,null,null,null,null,null,null,null,null,"","","","","","","","","","","","",""]
[null,null,null,null,null,null,null,null,null,null,null,null,null,null,null,null,null,"","","","","","","","","","","","",""]
[null,null,null,null,null,null,null,null,null,null,null,null,null,null,null,null,null,"","","","","","","","","","","","",""]
[null,null,null,null,null,null,null,null,null,null,null,null,null,null,null,null,null,"","","","","","","","","","","","",""]
[null,null,null,null,null,null,null,null,null,null,null,null,null,null,null,null,null,"","","","","","","","","","","","",""]
[null,null,null,null,null,null,null,null,null,null,null,null,null,null,null,null,null,"","","","","","","","","","","","",""]
[null,null,null,null,null,null,null,null,null,null,null,null,null,null,null,null,null,"","","","","","","","","","","",{"$f":"IF(AA836>=Z$2,IF(AA836<=AA$2,S836,\"\"),\"\")","v":""},""]
[null,null,null,null,null,null,null,null,null,null,null,null,null,null,null,null,null,{"$f":"IF(ISBLANK(A837),\"\",IFERROR(A837+5-5,A837))","v":""},{"$f":"IF(LEFT(W837)=\"<\",1,\"\")","v":""},{"$f":"IF(LEFT(W837)=\"<\",0,IF(LEFT(W837)=\"e\",IF(ISNUMBER(Y837),Y837,X837),W837))","v":""},{"$f":"IF(T837=0,IF(ISNUMBER(Y837),Y837/2,X837/2),T837)","v":""},{"$f":"IF(ISBLANK(J837),\"\",J837+0)","v":""},{"$f":"IF(ISBLANK(K837),\"\",IFERROR(K837+0,K837))","v":""},{"$f":"IF(ISBLANK(L837),\"\",VALUE(L837))","v":""},"",{"$f":"IF(ISBLANK(G837),\"\",G837)","v":""},{"$f":"IF(ISNUMBER(V837),MONTH(V837)*100+DAY(J837),\"\")","v":""},{"$f":"IF(AA837>=Z$2,IF(AA837<=AA$2,R837,\"\"),\"\")","v":""},"",{"$f":"IF(AA837>=Z$2,IF(AA837<=AA$2,T837,\"\"),\"\")","v":""}]
[null,null,null,null,null,null,null,null,null,null,null,null,null,null,null,null,null,"","","","","","","","","","","","",""]
[null,null,null,null,null,null,null,null,null,null,null,null,null,null,null,null,null,"","","","","","","","","","","","",""]
[null,null,null,null,null,null,null,null,null,null,null,null,null,null,null,null,null,"","","","","","","","","","","","",""]
[null,null,null,null,null,null,null,null,null,null,null,null,null,null,null,null,null,"","","","","","","","","","","","",""]
[null,null,null,null,null,null,null,null,null,null,null,null,null,null,null,null,null,"","","","","","","","","","","","",""]
[null,null,null,null,null,null,null,null,null,null,null,null,null,null,null,null,null,"","","","","","","","","","","","",""]
[null,null,null,null,null,null,null,null,null,null,null,null,null,null,null,null,null,"","","","","","","","","","","","",""]
[null,null,null,null,null,null,null,null,null,null,null,null,null,null,null,null,null,"","","","","","","","","","","","",""]
[null,null,null,null,null,null,null,null,null,null,null,null,null,null,null,null,null,"","","","","","","","","","","","",""]
[null,null,null,null,null,null,null,null,null,null,null,null,null,null,null,null,null,"","","","","","","","","","","","",""]
[null,null,null,null,null,null,null,null,null,null,null,null,null,null,null,null,null,"","","","","","","","","","","","",""]
[null,null,null,null,null,null,null,null,null,null,null,null,null,null,null,null,null,"","","","","","","","","","","","",""]
[null,null,null,null,null,null,null,null,null,null,null,null,null,null,null,null,null,"","","","","","","","","","","","",""]
[null,null,null,null,null,null,null,null,null,null,null,null,null,null,null,null,null,"","","","","","","","","","","","",""]
[null,null,null,null,null,null,null,null,null,null,null,null,null,null,null,null,null,"","","","","","","","","","","","",""]
[null,null,null,null,null,null,null,null,null,null,null,null,null,null,null,null,null,"","","","","","","","","","","","",""]
[null,null,null,null,null,null,null,null,null,null,null,null,null,null,null,null,null,"","","","","","","","","","","","",""]
[null,null,null,null,null,null,null,null,null,null,null,null,null,null,null,null,null,"","","","","","","","","","","","",""]
[null,null,null,null,null,null,null,null,null,null,null,null,null,null,null,null,null,"","","","","","","","","","","","",""]
[null,null,null,null,null,null,null,null,null,null,null,null,null,null,null,null,null,"","","","","","","","","","","","",""]
[null,null,null,null,null,null,null,null,null,null,null,null,null,null,null,null,null,"","","","","","","","","","","","",""]
[null,null,null,null,null,null,null,null,null,null,null,null,null,null,null,null,null,"","","","","","","","","","","","",""]
[null,null,null,null,null,null,null,null,null,null,null,null,null,null,null,null,null,"","","","","","","","","","","","",""]
[null,null,null,null,null,null,null,null,null,null,null,null,null,null,null,null,null,"","","","","","","","","","","","",""]
[null,null,null,null,null,null,null,null,null,null,null,null,null,null,null,null,null,"","","","","","","","","","","","",""]
[null,null,null,null,null,null,null,null,null,null,null,null,null,null,null,null,null,"","","","","","","","","","","","",""]
[null,null,null,null,null,null,null,null,null,null,null,null,null,null,null,null,null,"","","","","","","","","","","","",""]
[null,null,null,null,null,null,null,null,null,null,null,null,null,null,null,null,null,"","","","","","","","","","","","",""]
[null,null,null,null,null,null,null,null,null,null,null,null,null,null,null,null,null,"","","","","","","","","","","","",""]
[null,null,null,null,null,null,null,null,null,null,null,null,null,null,null,null,null,"","","","","","","","","","","","",""]
[null,null,null,null,null,null,null,null,null,null,null,null,null,null,null,null,null,"","","","","","","","","","","","",""]
[null,null,null,null,null,null,null,null,null,null,null,null,null,null,null,null,null,"","","","","","","","","","","","",""]
[null,null,null,null,null,null,null,null,null,null,null,null,null,null,null,null,null,"","","","","","","","","","","","",""]
[null,null,null,null,null,null,null,null,null,null,null,null,null,null,null,null,null,"","","","","","","","","","","","",""]
[null,null,null,null,null,null,null,null,null,null,null,null,null,null,null,null,null,"","","","","","","","","","","","",""]
[null,null,null,null,null,null,null,null,null,null,null,null,null,null,null,null,null,"","","","","","","","","","","","",""]
[null,null,null,null,null,null,null,null,null,null,null,null,null,null,null,null,null,"","","","","","","","","","","","",""]
[null,null,null,null,null,null,null,null,null,null,null,null,null,null,null,null,null,"","","","","","","","","","","","",""]
[null,null,null,null,null,null,null,null,null,null,null,null,null,null,null,null,null,"","","","","","","","","","","","",""]
[null,null,null,null,null,null,null,null,null,null,null,null,null,null,null,null,null,"","","","","","","","","","","","",""]
[null,null,null,null,null,null,null,null,null,null,null,null,null,null,null,null,null,"","","","","","","","","","","","",""]
[null,null,null,null,null,null,null,null,null,null,null,null,null,null,null,null,null,"","","","","","","","","","","","",""]
[null,null,null,null,null,null,null,null,null,null,null,null,null,null,null,null,null,"","","","","","","","","","","","",""]
[null,null,null,null,null,null,null,null,null,null,null,null,null,null,null,null,null,"","","","","","","","","","","","",""]
[null,null,null,null,null,null,null,null,null,null,null,null,null,null,null,null,null,"","","","","","","","","","","","",""]
[null,null,null,null,null,null,null,null,null,null,null,null,null,null,null,null,null,"","","","","","","","","","","","",""]
[null,null,null,null,null,null,null,null,null,null,null,null,null,null,null,null,null,"","","","","","","","","","","","",""]
[null,null,null,null,null,null,null,null,null,null,null,null,null,null,null,null,null,"","","","","","","","","","","","",""]
[null,null,null,null,null,null,null,null,null,null,null,null,null,null,null,null,null,"","","","","","","","","","","","",""]
[null,null,null,null,null,null,null,null,null,null,null,null,null,null,null,null,null,"","","","","","","","","","","","",""]
[null,null,null,null,null,null,null,null,null,null,null,null,null,null,null,null,null,"","","","","","","","","","","","",""]
[null,null,null,null,null,null,null,null,null,null,null,null,null,null,null,null,null,"","","","","","","","","","","","",""]
[null,null,null,null,null,null,null,null,null,null,null,null,null,null,null,null,null,"","","","","","","","","","","","",""]
[null,null,null,null,null,null,null,null,null,null,null,null,null,null,null,null,null,"","","","","","","","","","","","",""]
[null,null,null,null,null,null,null,null,null,null,null,null,null,null,null,null,null,"","","","","","","","","","","","",""]
[null,null,null,null,null,null,null,null,null,null,null,null,null,null,null,null,null,"","","","","","","","","","","","",""]
[null,null,null,null,null,null,null,null,null,null,null,null,null,null,null,null,null,"","","","","","","","","","","","",""]
[null,null,null,null,null,null,null,null,null,null,null,null,null,null,null,null,null,"","","","","","","","","","","","",""]
[null,null,null,null,null,null,null,null,null,null,null,null,null,null,null,null,null,"","","","","","","","","","","","",""]
[null,null,null,null,null,null,null,null,null,null,null,null,null,null,null,null,null,"","","","","","","","","","","","",""]
[null,null,null,null,null,null,null,null,null,null,null,null,null,null,null,null,null,"","","","","","","","","","","","",""]
[null,null,null,null,null,null,null,null,null,null,null,null,null,null,null,null,null,"","","","","","","","","","","","",""]
[null,null,null,null,null,null,null,null,null,null,null,null,null,null,null,null,null,"","","","","","","","","","","",{"$f":"IF(AA900>=Z$2,IF(AA900<=AA$2,S900,\"\"),\"\")","v":""},""]
[null,null,null,null,null,null,null,null,null,null,null,null,null,null,null,null,null,{"$f":"IF(ISBLANK(A901),\"\",IFERROR(A901+5-5,A901))","v":""},{"$f":"IF(LEFT(W901)=\"<\",1,\"\")","v":""},{"$f":"IF(LEFT(W901)=\"<\",0,IF(LEFT(W901)=\"e\",IF(ISNUMBER(Y901),Y901,X901),W901))","v":""},{"$f":"IF(T901=0,IF(ISNUMBER(Y901),Y901/2,X901/2),T901)","v":""},{"$f":"IF(ISBLANK(J901),\"\",J901+0)","v":""},{"$f":"IF(ISBLANK(K901),\"\",IFERROR(K901+0,K901))","v":""},{"$f":"IF(ISBLANK(L901),\"\",VALUE(L901))","v":""},"",{"$f":"IF(ISBLANK(G901),\"\",G901)","v":""},{"$f":"IF(ISNUMBER(V901),MONTH(V901)*100+DAY(J901),\"\")","v":""},{"$f":"IF(AA901>=Z$2,IF(AA901<=AA$2,R901,\"\"),\"\")","v":""},"",{"$f":"IF(AA901>=Z$2,IF(AA901<=AA$2,T901,\"\"),\"\")","v":""}]
[null,null,null,null,null,null,null,null,null,null,null,null,null,null,null,null,null,"","","","","","","","","","","","",""]
[null,null,null,null,null,null,null,null,null,null,null,null,null,null,null,null,null,"","","","","","","","","","","","",""]
[null,null,null,null,null,null,null,null,null,null,null,null,null,null,null,null,null,"","","","","","","","","","","","",""]
[null,null,null,null,null,null,null,null,null,null,null,null,null,null,null,null,null,"","","","","","","","","","","","",""]
[null,null,null,null,null,null,null,null,null,null,null,null,null,null,null,null,null,"","","","","","","","","","","","",""]
[null,null,null,null,null,null,null,null,null,null,null,null,null,null,null,null,null,"","","","","","","","","","","","",""]
[null,null,null,null,null,null,null,null,null,null,null,null,null,null,null,null,null,"","","","","","","","","","","","",""]
[null,null,null,null,null,null,null,null,null,null,null,null,null,null,null,null,null,"","","","","","","","","","","","",""]
[null,null,null,null,null,null,null,null,null,null,null,null,null,null,null,null,null,"","","","","","","","","","","","",""]
[null,null,null,null,null,null,null,null,null,null,null,null,null,null,null,null,null,"","","","","","","","","","","","",""]
[null,null,null,null,null,null,null,null,null,null,null,null,null,null,null,null,null,"","","","","","","","","","","","",""]
[null,null,null,null,null,null,null,null,null,null,null,null,null,null,null,null,null,"","","","","","","","","","","","",""]
[null,null,null,null,null,null,null,null,null,null,null,null,null,null,null,null,null,"","","","","","","","","","","","",""]
[null,null,null,null,null,null,null,null,null,null,null,null,null,null,null,null,null,"","","","","","","","","","","","",""]
[null,null,null,null,null,null,null,null,null,null,null,null,null,null,null,null,null,"","","","","","","","","","","","",""]
[null,null,null,null,null,null,null,null,null,null,null,null,null,null,null,null,null,"","","","","","","","","","","","",""]
[null,null,null,null,null,null,null,null,null,null,null,null,null,null,null,null,null,"","","","","","","","","","","","",""]
[null,null,null,null,null,null,null,null,null,null,null,null,null,null,null,null,null,"","","","","","","","","","","","",""]
[null,null,null,null,null,null,null,null,null,null,null,null,null,null,null,null,null,"","","","","","","","","","","","",""]
[null,null,null,null,null,null,null,null,null,null,null,null,null,null,null,null,null,"","","","","","","","","","","","",""]
[null,null,null,null,null,null,null,null,null,null,null,null,null,null,null,null,null,"","","","","","","","","","","","",""]
[null,null,null,null,null,null,null,null,null,null,null,null,null,null,null,null,null,"","","","","","","","","","","","",""]
[null,null,null,null,null,null,null,null,null,null,null,null,null,null,null,null,null,"","","","","","","","","","","","",""]
[null,null,null,null,null,null,null,null,null,null,null,null,null,null,null,null,null,"","","","","","","","","","","","",""]
[null,null,null,null,null,null,null,null,null,null,null,null,null,null,null,null,null,"","","","","","","","","","","","",""]
[null,null,null,null,null,null,null,null,null,null,null,null,null,null,null,null,null,"","","","","","","","","","","","",""]
[null,null,null,null,null,null,null,null,null,null,null,null,null,null,null,null,null,"","","","","","","","","","","","",""]
[null,null,null,null,null,null,null,null,null,null,null,null,null,null,null,null,null,"","","","","","","","","","","","",""]
[null,null,null,null,null,null,null,null,null,null,null,null,null,null,null,null,null,"","","","","","","","","","","","",""]
[null,null,null,null,null,null,null,null,null,null,null,null,null,null,null,null,null,"","","","","","","","","","","","",""]
[null,null,null,null,null,null,null,null,null,null,null,null,null,null,null,null,null,"","","","","","","","","","","","",""]
[null,null,null,null,null,null,null,null,null,null,null,null,null,null,null,null,null,"","","","","","","","","","","","",""]
[null,null,null,null,null,null,null,null,null,null,null,null,null,null,null,null,null,"","","","","","","","","","","","",""]
[null,null,null,null,null,null,null,null,null,null,null,null,null,null,null,null,null,"","","","","","","","","","","","",""]
[null,null,null,null,null,null,null,null,null,null,null,null,null,null,null,null,null,"","","","","","","","","","","","",""]
[null,null,null,null,null,null,null,null,null,null,null,null,null,null,null,null,null,"","","","","","","","","","","","",""]
[null,null,null,null,null,null,null,null,null,null,null,null,null,null,null,null,null,"","","","","","","","","","","","",""]
[null,null,null,null,null,null,null,null,null,null,null,null,null,null,null,null,null,"","","","","","","","","","","","",""]
[null,null,null,null,null,null,null,null,null,null,null,null,null,null,null,null,null,"","","","","","","","","","","","",""]
[null,null,null,null,null,null,null,null,null,null,null,null,null,null,null,null,null,"","","","","","","","","","","","",""]
[null,null,null,null,null,null,null,null,null,null,null,null,null,null,null,null,null,"","","","","","","","","","","","",""]
[null,null,null,null,null,null,null,null,null,null,null,null,null,null,null,null,null,"","","","","","","","","","","","",""]
[null,null,null,null,null,null,null,null,null,null,null,null,null,null,null,null,null,"","","","","","","","","","","","",""]
[null,null,null,null,null,null,null,null,null,null,null,null,null,null,null,null,null,"","","","","","","","","","","","",""]
[null,null,null,null,null,null,null,null,null,null,null,null,null,null,null,null,null,"","","","","","","","","","","","",""]
[null,null,null,null,null,null,null,null,null,null,null,null,null,null,null,null,null,"","","","","","","","","","","","",""]
[null,null,null,null,null,null,null,null,null,null,null,null,null,null,null,null,null,"","","","","","","","","","","","",""]
[null,null,null,null,null,null,null,null,null,null,null,null,null,null,null,null,null,"","","","","","","","","","","","",""]
[null,null,null,null,null,null,null,null,null,null,null,null,null,null,null,null,null,"","","","","","","","","","","","",""]
[null,null,null,null,null,null,null,null,null,null,null,null,null,null,null,null,null,"","","","","","","","","","","","",""]
[null,null,null,null,null,null,null,null,null,null,null,null,null,null,null,null,null,"","","","","","","","","","","","",""]
[null,null,null,null,null,null,null,null,null,null,null,null,null,null,null,null,null,"","","","","","","","","","","","",""]
[null,null,null,null,null,null,null,null,null,null,null,null,null,null,null,null,null,"","","","","","","","","","","","",""]
[null,null,null,null,null,null,null,null,null,null,null,null,null,null,null,null,null,"","","","","","","","","","","","",""]
[null,null,null,null,null,null,null,null,null,null,null,null,null,null,null,null,null,"","","","","","","","","","","","",""]
[null,null,null,null,null,null,null,null,null,null,null,null,null,null,null,null,null,"","","","","","","","","","","","",""]
[null,null,null,null,null,null,null,null,null,null,null,null,null,null,null,null,null,"","","","","","","","","","","","",""]
[null,null,null,null,null,null,null,null,null,null,null,null,null,null,null,null,null,"","","","","","","","","","","","",""]
[null,null,null,null,null,null,null,null,null,null,null,null,null,null,null,null,null,"","","","","","","","","","","","",""]
[null,null,null,null,null,null,null,null,null,null,null,null,null,null,null,null,null,"","","","","","","","","","","","",""]
[null,null,null,null,null,null,null,null,null,null,null,null,null,null,null,null,null,"","","","","","","","","","","","",""]
[null,null,null,null,null,null,null,null,null,null,null,null,null,null,null,null,null,"","","","","","","","","","","","",""]
[null,null,null,null,null,null,null,null,null,null,null,null,null,null,null,null,null,"","","","","","","","","","","",{"$f":"IF(AA964>=Z$2,IF(AA964<=AA$2,S964,\"\"),\"\")","v":""},""]
[null,null,null,null,null,null,null,null,null,null,null,null,null,null,null,null,null,{"$f":"IF(ISBLANK(A965),\"\",IFERROR(A965+5-5,A965))","v":""},{"$f":"IF(LEFT(W965)=\"<\",1,\"\")","v":""},{"$f":"IF(LEFT(W965)=\"<\",0,IF(LEFT(W965)=\"e\",IF(ISNUMBER(Y965),Y965,X965),W965))","v":""},{"$f":"IF(T965=0,IF(ISNUMBER(Y965),Y965/2,X965/2),T965)","v":""},{"$f":"IF(ISBLANK(J965),\"\",J965+0)","v":""},{"$f":"IF(ISBLANK(K965),\"\",IFERROR(K965+0,K965))","v":""},{"$f":"IF(ISBLANK(L965),\"\",VALUE(L965))","v":""},"",{"$f":"IF(ISBLANK(G965),\"\",G965)","v":""},{"$f":"IF(ISNUMBER(V965),MONTH(V965)*100+DAY(J965),\"\")","v":""},{"$f":"IF(AA965>=Z$2,IF(AA965<=AA$2,R965,\"\"),\"\")","v":""},"",{"$f":"IF(AA965>=Z$2,IF(AA965<=AA$2,T965,\"\"),\"\")","v":""}]
[null,null,null,null,null,null,null,null,null,null,null,null,null,null,null,null,null,"","","","","","","","","","","","",""]
[null,null,null,null,null,null,null,null,null,null,null,null,null,null,null,null,null,"","","","","","","","","","","","",""]
[null,null,null,null,null,null,null,null,null,null,null,null,null,null,null,null,null,"","","","","","","","","","","","",""]
[null,null,null,null,null,null,null,null,null,null,null,null,null,null,null,null,null,"","","","","","","","","","","","",""]
[null,null,null,null,null,null,null,null,null,null,null,null,null,null,null,null,null,"","","","","","","","","","","","",""]
[null,null,null,null,null,null,null,null,null,null,null,null,null,null,null,null,null,"","","","","","","","","","","","",""]
[null,null,null,null,null,null,null,null,null,null,null,null,null,null,null,null,null,"","","","","","","","","","","","",""]
[null,null,null,null,null,null,null,null,null,null,null,null,null,null,null,null,null,"","","","","","","","","","","","",""]
[null,null,null,null,null,null,null,null,null,null,null,null,null,null,null,null,null,"","","","","","","","","","","","",""]
[null,null,null,null,null,null,null,null,null,null,null,null,null,null,null,null,null,"","","","","","","","","","","","",""]
[null,null,null,null,null,null,null,null,null,null,null,null,null,null,null,null,null,"","","","","","","","","","","","",""]
[null,null,null,null,null,null,null,null,null,null,null,null,null,null,null,null,null,"","","","","","","","","","","","",""]
[null,null,null,null,null,null,null,null,null,null,null,null,null,null,null,null,null,"","","","","","","","","","","","",""]
[null,null,null,null,null,null,null,null,null,null,null,null,null,null,null,null,null,"","","","","","","","","","","","",""]
[null,null,null,null,null,null,null,null,null,null,null,null,null,null,null,null,null,"","","","","","","","","","","","",""]
[null,null,null,null,null,null,null,null,null,null,null,null,null,null,null,null,null,"","","","","","","","","","","","",""]
[null,null,null,null,null,null,null,null,null,null,null,null,null,null,null,null,null,"","","","","","","","","","","","",""]
[null,null,null,null,null,null,null,null,null,null,null,null,null,null,null,null,null,"","","","","","","","","","","","",""]
[null,null,null,null,null,null,null,null,null,null,null,null,null,null,null,null,null,"","","","","","","","","","","","",""]
[null,null,null,null,null,null,null,null,null,null,null,null,null,null,null,null,null,"","","","","","","","","","","","",""]
[null,null,null,null,null,null,null,null,null,null,null,null,null,null,null,null,null,"","","","","","","","","","","","",""]
[null,null,null,null,null,null,null,null,null,null,null,null,null,null,null,null,null,"","","","","","","","","","","","",""]
[null,null,null,null,null,null,null,null,null,null,null,null,null,null,null,null,null,"","","","","","","","","","","","",""]
[null,null,null,null,null,null,null,null,null,null,null,null,null,null,null,null,null,"","","","","","","","","","","","",""]
[null,null,null,null,null,null,null,null,null,null,null,null,null,null,null,null,null,"","","","","","","","","","","","",""]
[null,null,null,null,null,null,null,null,null,null,null,null,null,null,null,null,null,"","","","","","","","","","","","",""]
[null,null,null,null,null,null,null,null,null,null,null,null,null,null,null,null,null,"","","","","","","","","","","","",""]
[null,null,null,null,null,null,null,null,null,null,null,null,null,null,null,null,null,"","","","","","","","","","","","",""]
[null,null,null,null,null,null,null,null,null,null,null,null,null,null,null,null,null,"","","","","","","","","","","","",""]
[null,null,null,null,null,null,null,null,null,null,null,null,null,null,null,null,null,"","","","","","","","","","","","",""]
[null,null,null,null,null,null,null,null,null,null,null,null,null,null,null,null,null,"","","","","","","","","","","","",""]
[null,null,null,null,null,null,null,null,null,null,null,null,null,null,null,null,null,"","","","","","","","","","","","",""]
[null,null,null,null,null,null,null,null,null,null,null,null,null,null,null,null,null,"","","","","","","","","","","","",""]
[null,null,null,null,null,null,null,null,null,null,null,null,null,null,null,null,null,"","","","","","","","","","","","",""]
[null,null,null,null,null,null,null,null,null,null,null,null,null,null,null,null,null,"","","","","","","","","","","","",""]
[null,null,null,null,null,null,null,null,null,null,null,null,null,null,null,null,null,"","","","","","","","","","","","",""]
[null,null,null,null,null,null,null,null,null,null,null,null,null,null,null,null,null,"","","","","","","","","","","","",""]
[null,null,null,null,null,null,null,null,null,null,null,null,null,null,null,null,null,"","","","","","","","","","","","",""]
[null,null,null,null,null,null,null,null,null,null,null,null,null,null,null,null,null,"","","","","","","","","","","","",""]
[null,null,null,null,null,null,null,null,null,null,null,null,null,null,null,null,null,"","","","","","","","","","","","",""]
[null,null,null,null,null,null,null,null,null,null,null,null,null,null,null,null,null,"","","","","","","","","","","","",""]
[null,null,null,null,null,null,null,null,null,null,null,null,null,null,null,null,null,"","","","","","","","","","","","",""]
[null,null,null,null,null,null,null,null,null,null,null,null,null,null,null,null,null,"","","","","","","","","","","","",""]
[null,null,null,null,null,null,null,null,null,null,null,null,null,null,null,null,null,"","","","","","","","","","","","",""]
[null,null,null,null,null,null,null,null,null,null,null,null,null,null,null,null,null,"","","","","","","","","","","","",""]
[null,null,null,null,null,null,null,null,null,null,null,null,null,null,null,null,null,"","","","","","","","","","","","",""]
[null,null,null,null,null,null,null,null,null,null,null,null,null,null,null,null,null,"","","","","","","","","","","","",""]
[null,null,null,null,null,null,null,null,null,null,null,null,null,null,null,null,null,"","","","","","","","","","","","",""]
[null,null,null,null,null,null,null,null,null,null,null,null,null,null,null,null,null,"","","","","","","","","","","","",""]
[null,null,null,null,null,null,null,null,null,null,null,null,null,null,null,null,null,"","","","","","","","","","","","",""]
[null,null,null,null,null,null,null,null,null,null,null,null,null,null,null,null,null,"","","","","","","","","","","","",""]
[null,null,null,null,null,null,null,null,null,null,null,null,null,null,null,null,null,"","","","","","","","","","","","",""]
[null,null,null,null,null,null,null,null,null,null,null,null,null,null,null,null,null,"","","","","","","","","","","","",""]
[null,null,null,null,null,null,null,null,null,null,null,null,null,null,null,null,null,"","","","","","","","","","","","",""]
[null,null,null,null,null,null,null,null,null,null,null,null,null,null,null,null,null,"","","","","","","","","","","","",""]
[null,null,null,null,null,null,null,null,null,null,null,null,null,null,null,null,null,"","","","","","","","","","","","",""]
[null,null,null,null,null,null,null,null,null,null,null,null,null,null,null,null,null,"","","","","","","","","","","","",""]
[null,null,null,null,null,null,null,null,null,null,null,null,null,null,null,null,null,"","","","","","","","","","","","",""]
[null,null,null,null,null,null,null,null,null,null,null,null,null,null,null,null,null,"","","","","","","","","","","","",""]
[null,null,null,null,null,null,null,null,null,null,null,null,null,null,null,null,null,"","","","","","","","","","","","",""]
[null,null,null,null,null,null,null,null,null,null,null,null,null,null,null,null,null,"","","","","","","","","","","","",""]
[null,null,null,null,null,null,null,null,null,null,null,null,null,null,null,null,null,"","","","","","","","","","","","",""]
[null,null,null,null,null,null,null,null,null,null,null,null,null,null,null,null,null,"","","","","","","","","","","","",""]
[null,null,null,null,null,null,null,null,null,null,null,null,null,null,null,null,null,"","","","","","","","","","","","",""]
[null,null,null,null,null,null,null,null,null,null,null,null,null,null,null,null,null,"","","","","","","","","","","","",""]
[null,null,null,null,null,null,null,null,null,null,null,null,null,null,null,null,null,"","","","","","","","","","","","",""]
[null,null,null,null,null,null,null,null,null,null,null,null,null,null,null,null,null,"","","","","","","","","","","","",""]
[null,null,null,null,null,null,null,null,null,null,null,null,null,null,null,null,null,"","","","","","","","","","","","",""]
[null,null,null,null,null,null,null,null,null,null,null,null,null,null,null,null,null,"","","","","","","","","","","","",""]
[null,null,null,null,null,null,null,null,null,null,null,null,null,null,null,null,null,"","","","","","","","","","","","",""]
[null,null,null,null,null,null,null,null,null,null,null,null,null,null,null,null,null,"","","","","","","","","","","","",""]
[null,null,null,null,null,null,null,null,null,null,null,null,null,null,null,null,null,"","","","","","","","","","","","",""]
[null,null,null,null,null,null,null,null,null,null,null,null,null,null,null,null,null,"","","","","","","","","","","","",""]
[null,null,null,null,null,null,null,null,null,null,null,null,null,null,null,null,null,"","","","","","","","","","","","",""]
[null,null,null,null,null,null,null,null,null,null,null,null,null,null,null,null,null,"","","","","","","","","","","","",""]
[null,null,null,null,null,null,null,null,null,null,null,null,null,null,null,null,null,"","","","","","","","","","","","",""]
[null,null,null,null,null,null,null,null,null,null,null,null,null,null,null,null,null,"","","","","","","","","","","","",""]
[null,null,null,null,null,null,null,null,null,null,null,null,null,null,null,null,null,"","","","","","","","","","","","",""]
[null,null,null,null,null,null,null,null,null,null,null,null,null,null,null,null,null,"","","","","","","","","","","","",""]
[null,null,null,null,null,null,null,null,null,null,null,null,null,null,null,null,null,"","","","","","","","","","","","",""]
[null,null,null,null,null,null,null,null,null,null,null,null,null,null,null,null,null,"","","","","","","","","","","","",""]
[null,null,null,null,null,null,null,null,null,null,null,null,null,null,null,null,null,"","","","","","","","","","","","",""]
[null,null,null,null,null,null,null,null,null,null,null,null,null,null,null,null,null,"","","","","","","","","","","","",""]
[null,null,null,null,null,null,null,null,null,null,null,null,null,null,null,null,null,"","","","","","","","","","","","",""]
[null,null,null,null,null,null,null,null,null,null,null,null,null,null,null,null,null,"","","","","","","","","","","","",""]
[null,null,null,null,null,null,null,null,null,null,null,null,null,null,null,null,null,"","","","","","","","","","","","",""]
[null,null,null,null,null,null,null,null,null,null,null,null,null,null,null,null,null,"","","","","","","","","","","","",""]
[null,null,null,null,null,null,null,null,null,null,null,null,null,null,null,null,null,"","","","","","","","","","","","",""]
[null,null,null,null,null,null,null,null,null,null,null,null,null,null,null,null,null,"","","","","","","","","","","","",""]
[null,null,null,null,null,null,null,null,null,null,null,null,null,null,null,null,null,"","","","","","","","","","","","",""]
[null,null,null,null,null,null,null,null,null,null,null,null,null,null,null,null,null,"","","","","","","","","","","","",""]
[null,null,null,null,null,null,null,null,null,null,null,null,null,null,null,null,null,"","","","","","","","","","","","",""]
[null,null,null,null,null,null,null,null,null,null,null,null,null,null,null,null,null,"","","","","","","","","","","","",""]
[null,null,null,null,null,null,null,null,null,null,null,null,null,null,null,null,null,"","","","","","","","","","","","",""]
[null,null,null,null,null,null,null,null,null,null,null,null,null,null,null,null,null,"","","","","","","","","","","","",""]
[null,null,null,null,null,null,null,null,null,null,null,null,null,null,null,null,null,"","","","","","","","","","","","",""]
[null,null,null,null,null,null,null,null,null,null,null,null,null,null,null,null,null,"","","","","","","","","","","",{"$f":"IF(AA1540>=Z$2,IF(AA1540<=AA$2,S1540,\"\"),\"\")","v":""},""]
[null,null,null,null,null,null,null,null,null,null,null,null,null,null,null,null,null,"","","","","","","","","","","","",""]
[null,null,null,null,null,null,null,null,null,null,null,null,null,null,null,null,null,"","","","","","","","","","","","",""]
[null,null,null,null,null,null,null,null,null,null,null,null,null,null,null,null,null,"","","","","","","","","","","","",""]
[null,null,null,null,null,null,null,null,null,null,null,null,null,null,null,null,null,"","","","","","","","","","","","",""]
[null,null,null,null,null,null,null,null,null,null,null,null,null,null,null,null,null,"","","","","","","","","","","","",""]
[null,null,null,null,null,null,null,null,null,null,null,null,null,null,null,null,null,"","","","","","","","","","","","",""]
[null,null,null,null,null,null,null,null,null,null,null,null,null,null,null,null,null,"","","","","","","","","","","","",""]
[null,null,null,null,null,null,null,null,null,null,null,null,null,null,null,null,null,"","","","","","","","","","","","",""]
[null,null,null,null,null,null,null,null,null,null,null,null,null,null,null,null,null,"","","","","","","","","","","","",""]
[null,null,null,null,null,null,null,null,null,null,null,null,null,null,null,null,null,"","","","","","","","","","","","",""]
[null,null,null,null,null,null,null,null,null,null,null,null,null,null,null,null,null,"","","","","","","","","","","","",""]
[null,null,null,null,null,null,null,null,null,null,null,null,null,null,null,null,null,"","","","","","","","","","","","",""]
[null,null,null,null,null,null,null,null,null,null,null,null,null,null,null,null,null,"","","","","","","","","","","","",""]
[null,null,null,null,null,null,null,null,null,null,null,null,null,null,null,null,null,"","","","","","","","","","","","",""]
[null,null,null,null,null,null,null,null,null,null,null,null,null,null,null,null,null,"","","","","","","","","","","","",""]
[null,null,null,null,null,null,null,null,null,null,null,null,null,null,null,null,null,"","","","","","","","","","","","",""]
[null,null,null,null,null,null,null,null,null,null,null,null,null,null,null,null,null,"","","","","","","","","","","","",""]
[null,null,null,null,null,null,null,null,null,null,null,null,null,null,null,null,null,"","","","","","","","","","","","",""]
[null,null,null,null,null,null,null,null,null,null,null,null,null,null,null,null,null,"","","","","","","","","","","","",""]
[null,null,null,null,null,null,null,null,null,null,null,null,null,null,null,null,null,"","","","","","","","","","","","",""]
[null,null,null,null,null,null,null,null,null,null,null,null,null,null,null,null,null,"","","","","","","","","","","","",""]
[null,null,null,null,null,null,null,null,null,null,null,null,null,null,null,null,null,"","","","","","","","","","","",{"$f":"IF(AA1732>=Z$2,IF(AA1732<=AA$2,S1732,\"\"),\"\")","v":""},""]
[null,null,null,null,null,null,null,null,null,null,null,null,null,null,null,null,null,"","","","","","","","","","","","",""]
[null,null,null,null,null,null,null,null,null,null,null,null,null,null,null,null,null,"","","","","","","","","","","","",""]
[null,null,null,null,null,null,null,null,null,null,null,null,null,null,null,null,null,"","","","","","","","","","","","",""]
[null,null,null,null,null,null,null,null,null,null,null,null,null,null,null,null,null,"","","","","","","","","","","","",""]
[null,null,null,null,null,null,null,null,null,null,null,null,null,null,null,null,null,"","","","","","","","","","","","",""]
[null,null,null,null,null,null,null,null,null,null,null,null,null,null,null,null,null,"","","","","","","","","","","","",""]
[null,null,null,null,null,null,null,null,null,null,null,null,null,null,null,null,null,"","","","","","","","","","","","",""]
[null,null,null,null,null,null,null,null,null,null,null,null,null,null,null,null,null,"","","","","","","","","","","","",""]
[null,null,null,null,null,null,null,null,null,null,null,null,null,null,null,null,null,"","","","","","","","","","","","",""]
[null,null,null,null,null,null,null,null,null,null,null,null,null,null,null,null,null,"","","","","","","","","","","","",""]
[null,null,null,null,null,null,null,null,null,null,null,null,null,null,null,null,null,"","","","","","","","","","","","",""]
[null,null,null,null,null,null,null,null,null,null,null,null,null,null,null,null,null,"","","","","","","","","","","","",""]
[null,null,null,null,null,null,null,null,null,null,null,null,null,null,null,null,null,"","","","","","","","","","","","",""]
[null,null,null,null,null,null,null,null,null,null,null,null,null,null,null,null,null,"","","","","","","","","","","","",""]
[null,null,null,null,null,null,null,null,null,null,null,null,null,null,null,null,null,"","","","","","","","","","","",{"$f":"IF(AA1860>=Z$2,IF(AA1860<=AA$2,S1860,\"\"),\"\")","v":""},""]
[null,null,null,null,null,null,null,null,null,null,null,null,null,null,null,null,null,"","","","","","","","","","","","",""]
[null,null,null,null,null,null,null,null,null,null,null,null,null,null,null,null,null,"","","","","","","","","","","","",""]
[null,null,null,null,null,null,null,null,null,null,null,null,null,null,null,null,null,"","","","","","","","","","","","",""]
[null,null,null,null,null,null,null,null,null,null,null,null,null,null,null,null,null,"","","","","","","","","","","","",""]
[null,null,null,null,null,null,null,null,null,null,null,null,null,null,null,null,null,"","","","","","","","","","","","",""]
[null,null,null,null,null,null,null,null,null,null,null,null,null,null,null,null,null,"","","","","","","","","","","","",""]
[null,null,null,null,null,null,null,null,null,null,null,null,null,null,null,null,null,"","","","","","","","","","","","",""]
[null,null,null,null,null,null,null,null,null,null,null,null,null,null,null,null,null,"","","","","","","","","","","","",""]
[null,null,null,null,null,null,null,null,null,null,null,null,null,null,null,null,null,"","","","","","","","","","","","",""]
[null,null,null,null,null,null,null,null,null,null,null,null,null,null,null,null,null,"","","","","","","","","","","","",""]
[null,null,null,null,null,null,null,null,null,null,null,null,null,null,null,null,null,"","","","","","","","","","","","",""]
[null,null,null,null,null,null,null,null,null,null,null,null,null,null,null,null,null,"","","","","","","","","","","","",""]
[null,null,null,null,null,null,null,null,null,null,null,null,null,null,null,null,null,"","","","","","","","","","","","",""]
[null,null,null,null,null,null,null,null,null,null,null,null,null,null,null,null,null,"","","","","","","","","","","","",""]
[null,null,null,null,null,null,null,null,null,null,null,null,null,null,null,null,null,"","","","","","","","","","","","",""]
[null,null,null,null,null,null,null,null,null,null,null,null,null,null,null,null,null,"","","","","","","","","","","","",""]
[null,null,null,null,null,null,null,null,null,null,null,null,null,null,null,null,null,"","","","","","","","","","","","",""]
[null,null,null,null,null,null,null,null,null,null,null,null,null,null,null,null,null,"","","","","","","","","","","","",""]
[null,null,null,null,null,null,null,null,null,null,null,null,null,null,null,null,null,"","","","","","","","","","","","",""]
[null,null,null,null,null,null,null,null,null,null,null,null,null,null,null,null,null,"","","","","","","","","","","","",""]
[null,null,null,null,null,null,null,null,null,null,null,null,null,null,null,null,null,"","","","","","","","","","","","",""]
[null,null,null,null,null,null,null,null,null,null,null,null,null,null,null,null,null,"","","","","","","","","","","",{"$f":"IF(AA2052>=Z$2,IF(AA2052<=AA$2,S2052,\"\"),\"\")","v":""},""]
[null,null,null,null,null,null,null,null,null,null,null,null,null,null,null,null,null,"","","","","","","","","","","","",""]
[null,null,null,null,null,null,null,null,null,null,null,null,null,null,null,null,null,"","","","","","","","","","","","",""]
[null,null,null,null,null,null,null,null,null,null,null,null,null,null,null,null,null,"","","","","","","","","","","","",""]
[null,null,null,null,null,null,null,null,null,null,null,null,null,null,null,null,null,"","","","","","","","","","","","",""]
[null,null,null,null,null,null,null,null,null,null,null,null,null,null,null,null,null,"","","","","","","","","","","","",""]
[null,null,null,null,null,null,null,null,null,null,null,null,null,null,null,null,null,"","","","","","","","","","","","",""]
[null,null,null,null,null,null,null,null,null,null,null,null,null,null,null,null,null,"","","","","","","","","","","","",""]
[null,null,null,null,null,null,null,null,null,null,null,null,null,null,null,null,null,"","","","","","","","","","","","",""]
[null,null,null,null,null,null,null,null,null,null,null,null,null,null,null,null,null,"","","","","","","","","","","","",""]
[null,null,null,null,null,null,null,null,null,null,null,null,null,null,null,null,null,"","","","","","","","","","","","",""]
[null,null,null,null,null,null,null,null,null,null,null,null,null,null,null,null,null,"","","","","","","","","","","","",""]
[null,null,null,null,null,null,null,null,null,null,null,null,null,null,null,null,null,"","","","","","","","","","","","",""]
[null,null,null,null,null,null,null,null,null,null,null,null,null,null,null,null,null,"","","","","","","","","","","","",""]
[null,null,null,null,null,null,null,null,null,null,null,null,null,null,null,null,null,"","","","","","","","","","","","",""]
[null,null,null,null,null,null,null,null,null,null,null,null,null,null,null,null,null,"","","","","","","","","","","","",""]
[null,null,null,null,null,null,null,null,null,null,null,null,null,null,null,null,null,"","","","","","","","","","","","",""]
[null,null,null,null,null,null,null,null,null,null,null,null,null,null,null,null,null,"","","","","","","","","","","","",""]
[null,null,null,null,null,null,null,null,null,null,null,null,null,null,null,null,null,"","","","","","","","","","","","",""]
[null,null,null,null,null,null,null,null,null,null,null,null,null,null,null,null,null,"","","","","","","","","","","","",""]
[null,null,null,null,null,null,null,null,null,null,null,null,null,null,null,null,null,"","","","","","","","","","","","",""]
[null,null,null,null,null,null,null,null,null,null,null,null,null,null,null,null,null,"","","","","","","","","","","","",""]
[null,null,null,null,null,null,null,null,null,null,null,null,null,null,null,null,null,"","","","","","","","","","","","",""]
[null,null,null,null,null,null,null,null,null,null,null,null,null,null,null,null,null,"","","","","","","","","","","","",""]
[null,null,null,null,null,null,null,null,null,null,null,null,null,null,null,null,null,"","","","","","","","","","","","",""]
[null,null,null,null,null,null,null,null,null,null,null,null,null,null,null,null,null,"","","","","","","","","","","","",""]
[null,null,null,null,null,null,null,null,null,null,null,null,null,null,null,null,null,"","","","","","","","","","","","",""]
[null,null,null,null,null,null,null,null,null,null,null,null,null,null,null,null,null,"","","","","","","","","","","","",""]
[null,null,null,null,null,null,null,null,null,null,null,null,null,null,null,null,null,"","","","","","","","","","","","",""]
[null,null,null,null,null,null,null,null,null,null,null,null,null,null,null,null,null,"","","","","","","","","","","","",""]
[null,null,null,null,null,null,null,null,null,null,null,null,null,null,null,null,null,"","","","","","","","","","","","",""]
[null,null,null,null,null,null,null,null,null,null,null,null,null,null,null,null,null,"","","","","","","","","","","","",""]
[null,null,null,null,null,null,null,null,null,null,null,null,null,null,null,null,null,"","","","","","","","","","","","",""]
[null,null,null,null,null,null,null,null,null,null,null,null,null,null,null,null,null,"","","","","","","","","","","","",""]
[null,null,null,null,null,null,null,null,null,null,null,null,null,null,null,null,null,"","","","","","","","","","","","",""]
[null,null,null,null,null,null,null,null,null,null,null,null,null,null,null,null,null,"","","","","","","","","","","","",""]
[null,null,null,null,null,null,null,null,null,null,null,null,null,null,null,null,null,"","","","","","","","","","","","",""]
[null,null,null,null,null,null,null,null,null,null,null,null,null,null,null,null,null,"","","","","","","","","","","","",""]
[null,null,null,null,null,null,null,null,null,null,null,null,null,null,null,null,null,"","","","","","","","","","","","",""]
[null,null,null,null,null,null,null,null,null,null,null,null,null,null,null,null,null,"","","","","","","","","","","","",""]
[null,null,null,null,null,null,null,null,null,null,null,null,null,null,null,null,null,"","","","","","","","","","","","",""]
[null,null,null,null,null,null,null,null,null,null,null,null,null,null,null,null,null,"","","","","","","","","","","","",""]
[null,null,null,null,null,null,null,null,null,null,null,null,null,null,null,null,null,"","","","","","","","","","","","",""]
[null,null,null,null,null,null,null,null,null,null,null,null,null,null,null,null,null,"","","","","","","","","","","","",""]
[null,null,null,null,null,null,null,null,null,null,null,null,null,null,null,null,null,"","","","","","","","","","","","",""]
[null,null,null,null,null,null,null,null,null,null,null,null,null,null,null,null,null,"","","","","","","","","","","","",""]
[null,null,null,null,null,null,null,null,null,null,null,null,null,null,null,null,null,"","","","","","","","","","","","",""]
[null,null,null,null,null,null,null,null,null,null,null,null,null,null,null,null,null,"","","","","","","","","","","","",""]
[null,null,null,null,null,null,null,null,null,null,null,null,null,null,null,null,null,"","","","","","","","","","","","",""]
[null,null,null,null,null,null,null,null,null,null,null,null,null,null,null,null,null,"","","","","","","","","","","","",""]
[null,null,null,null,null,null,null,null,null,null,null,null,null,null,null,null,null,"","","","","","","","","","","","",""]
[null,null,null,null,null,null,null,null,null,null,null,null,null,null,null,null,null,"","","","","","","","","","","","",""]
[null,null,null,null,null,null,null,null,null,null,null,null,null,null,null,null,null,"","","","","","","","","","","","",""]
[null,null,null,null,null,null,null,null,null,null,null,null,null,null,null,null,null,"","","","","","","","","","","","",""]
[null,null,null,null,null,null,null,null,null,null,null,null,null,null,null,null,null,"","","","","","","","","","","","",""]
[null,null,null,null,null,null,null,null,null,null,null,null,null,null,null,null,null,"","","","","","","","","","","","",""]
[null,null,null,null,null,null,null,null,null,null,null,null,null,null,null,null,null,"","","","","","","","","","","","",""]
[null,null,null,null,null,null,null,null,null,null,null,null,null,null,null,null,null,"","","","","","","","","","","","",""]
[null,null,null,null,null,null,null,null,null,null,null,null,null,null,null,null,null,"","","","","","","","","","","","",""]
[null,null,null,null,null,null,null,null,null,null,null,null,null,null,null,null,null,"","","","","","","","","","","","",""]
[null,null,null,null,null,null,null,null,null,null,null,null,null,null,null,null,null,"","","","","","","","","","","","",""]
[null,null,null,null,null,null,null,null,null,null,null,null,null,null,null,null,null,"","","","","","","","","","","","",""]
[null,null,null,null,null,null,null,null,null,null,null,null,null,null,null,null,null,"","","","","","","","","","","","",""]
[null,null,null,null,null,null,null,null,null,null,null,null,null,null,null,null,null,"","","","","","","","","","","","",""]
[null,null,null,null,null,null,null,null,null,null,null,null,null,null,null,null,null,"","","","","","","","","","","","",""]
[null,null,null,null,null,null,null,null,null,null,null,null,null,null,null,null,null,"","","","","","","","","","","","",""]
[null,null,null,null,null,null,null,null,null,null,null,null,null,null,null,null,null,"","","","","","","","","","","","",""]
[null,null,null,null,null,null,null,null,null,null,null,null,null,null,null,null,null,"","","","","","","","","","","","",""]
[null,null,null,null,null,null,null,null,null,null,null,null,null,null,null,null,null,"","","","","","","","","","","","",""]
[null,null,null,null,null,null,null,null,null,null,null,null,null,null,null,null,null,"","","","","","","","","","","","",""]
[null,null,null,null,null,null,null,null,null,null,null,null,null,null,null,null,null,"","","","","","","","","","","","",""]
[null,null,null,null,null,null,null,null,null,null,null,null,null,null,null,null,null,"","","","","","","","","","","","",""]
[null,null,null,null,null,null,null,null,null,null,null,null,null,null,null,null,null,"","","","","","","","","","","","",""]
[null,null,null,null,null,null,null,null,null,null,null,null,null,null,null,null,null,"","","","","","","","","","","","",""]
[null,null,null,null,null,null,null,null,null,null,null,null,null,null,null,null,null,"","","","","","","","","","","","",""]
[null,null,null,null,null,null,null,null,null,null,null,null,null,null,null,null,null,"","","","","","","","","","","","",""]
[null,null,null,null,null,null,null,null,null,null,null,null,null,null,null,null,null,"","","","","","","","","","","","",""]
[null,null,null,null,null,null,null,null,null,null,null,null,null,null,null,null,null,"","","","","","","","","","","","",""]
[null,null,null,null,null,null,null,null,null,null,null,null,null,null,null,null,null,"","","","","","","","","","","","",""]
[null,null,null,null,null,null,null,null,null,null,null,null,null,null,null,null,null,"","","","","","","","","","","","",""]
[null,null,null,null,null,null,null,null,null,null,null,null,null,null,null,null,null,"","","","","","","","","","","","",""]
[null,null,null,null,null,null,null,null,null,null,null,null,null,null,null,null,null,"","","","","","","","","","","","",""]
[null,null,null,null,null,null,null,null,null,null,null,null,null,null,null,null,null,"","","","","","","","","","","","",""]
[null,null,null,null,null,null,null,null,null,null,null,null,null,null,null,null,null,"","","","","","","","","","","","",""]
[null,null,null,null,null,null,null,null,null,null,null,null,null,null,null,null,null,"","","","","","","","","","","","",""]
[null,null,null,null,null,null,null,null,null,null,null,null,null,null,null,null,null,"","","","","","","","","","","","",""]
[null,null,null,null,null,null,null,null,null,null,null,null,null,null,null,null,null,"","","","","","","","","","","","",""]
[null,null,null,null,null,null,null,null,null,null,null,null,null,null,null,null,null,"","","","","","","","","","","","",""]
[null,null,null,null,null,null,null,null,null,null,null,null,null,null,null,null,null,"","","","","","","","","","","","",""]
[null,null,null,null,null,null,null,null,null,null,null,null,null,null,null,null,null,"","","","","","","","","","","","",""]
[null,null,null,null,null,null,null,null,null,null,null,null,null,null,null,null,null,"","","","","","","","","","","","",""]
[null,null,null,null,null,null,null,null,null,null,null,null,null,null,null,null,null,"","","","","","","","","","","","",""]
[null,null,null,null,null,null,null,null,null,null,null,null,null,null,null,null,null,"","","","","","",{"$f":"IF(ISBLANK(L2861),\"\",VALUE(L2861))","v":""},"","","","","",""]
[null,null,null,null,null,null,null,null,null,null,null,null,null,null,null,null,null,"","","","","","","","","","","","",""]
[null,null,null,null,null,null,null,null,null,null,null,null,null,null,null,null,null,"","","","","","","","","","","","",""]
[null,null,null,null,null,null,null,null,null,null,null,null,null,null,null,null,null,"","","","","","","","","","","",{"$f":"IF(AA2884>=Z$2,IF(AA2884<=AA$2,S2884,\"\"),\"\")","v":""},""]
[null,null,null,null,null,null,null,null,null,null,null,null,null,null,null,null,null,"","","","","","","","","","","","",""]
[null,null,null,null,null,null,null,null,null,null,null,null,null,null,null,null,null,"","","","","","","","","","","","",""]
[null,null,null,null,null,null,null,null,null,null,null,null,null,null,null,null,null,"","","","","","","","","","","","",""]
[null,null,null,null,null,null,null,null,null,null,null,null,null,null,null,null,null,"","","","","","","","","","","","",""]
[null,null,null,null,null,null,null,null,null,null,null,null,null,null,null,null,null,"","","","","","","","","","","","",""]
[null,null,null,null,null,null,null,null,null,null,null,null,null,null,null,null,null,"","","","","","","","","","","","",""]
[null,null,null,null,null,null,null,null,null,null,null,null,null,null,null,null,null,"","","","","","","","","","","","",""]
[null,null,null,null,null,null,null,null,null,null,null,null,null,null,null,null,null,"","","","","","","","","","","","",""]
[null,null,null,null,null,null,null,null,null,null,null,null,null,null,null,null,null,"","","","","","","","","","","","",""]
[null,null,null,null,null,null,null,null,null,null,null,null,null,null,null,null,null,"","","","","","","","","","","","",""]
[null,null,null,null,null,null,null,null,null,null,null,null,null,null,null,null,null,"","","","","","","","","","","","",""]
[null,null,null,null,null,null,null,null,null,null,null,null,null,null,null,null,null,"","","","","","","","","","","","",""]
[null,null,null,null,null,null,null,null,null,null,null,null,null,null,null,null,null,"","","","","","","","","","","","",""]
[null,null,null,null,null,null,null,null,null,null,null,null,null,null,null,null,null,"","","","","","",{"$f":"IF(ISBLANK(L3005),\"\",VALUE(L3005))","v":""},"","","","",""]
[null,null,null,null,null,null,null,null,null,null,null,null,null,null,null,null,null,"","","","","","","","","","","",""]
[null,null,null,null,null,null,null,null,null,null,null,null,null,null,null,null,null,"","","","","","","","","","","",""]
[null,null,null,null,null,null,null,null,null,null,null,null,null,null,null,null,null,"","","","","","","","","","","",""]
[null,null,null,null,null,null,null,null,null,null,null,null,null,null,null,null,null,"","","","","","","","","","","",""]
[null,null,null,null,null,null,null,null,null,null,null,null,null,null,null,null,null,"","","","","","","","","","","",""]
[null,null,null,null,null,null,null,null,null,null,null,null,null,null,null,null,null,"","","","","","","","","","","",""]
[null,null,null,null,null,null,null,null,null,null,null,null,null,null,null,null,null,"","","","","","","","","","","",""]
[null,null,null,null,null,null,null,null,null,null,null,null,null,null,null,null,null,"","","","","","","","","","","",""]
[null,null,null,null,null,null,null,null,null,null,null,null,null,null,null,null,null,"","","","","","","","","","","",""]
[null,null,null,null,null,null,null,null,null,null,null,null,null,null,null,null,null,"","","","","","","","","","","",""]
[null,null,null,null,null,null,null,null,null,null,null,null,null,null,null,null,null,"","","","","","","","","","","",""]
[null,null,null,null,null,null,null,null,null,null,null,null,null,null,null,null,null,"","","","","","","","","","","",""]
[null,null,null,null,null,null,null,null,null,null,null,null,null,null,null,null,null,"","","","","","","","","","","",""]
[null,null,null,null,null,null,null,null,null,null,null,null,null,null,null,null,null,"","","","","","","","","","","",""]
[null,null,null,null,null,null,null,null,null,null,null,null,null,null,null,null,null,{"$f":"IF(ISBLANK(A3141),\"\",IFERROR(A3141+5-5,A3141))","v":""},{"$f":"IF(LEFT(W3141)=\"<\",1,\"\")","v":""},{"$f":"IF(LEFT(W3141)=\"<\",0,IF(LEFT(W3141)=\"e\",IF(ISNUMBER(Y3141),Y3141,X3141),W3141))","v":""},{"$f":"IF(T3141=0,IF(ISNUMBER(Y3141),Y3141/2,X3141/2),T3141)","v":""},{"$f":"IF(ISBLANK(J3141),\"\",J3141+0)","v":""},{"$f":"IF(ISBLANK(K3141),\"\",IFERROR(K3141+0,K3141))","v":""},"","",{"$f":"IF(ISBLANK(G3141),\"\",G3141)","v":""},{"$f":"IF(ISNUMBER(V3141),MONTH(V3141)*100+DAY(J3141),\"\")","v":""},{"$f":"IF(AA3141>=Z$2,IF(AA3141<=AA$2,R3141,\"\"),\"\")","v":""},""]
[null,null,null,null,null,null,null,null,null,null,null,null,null,null,null,null,null,"","","","","","","","","","","",""]
[null,null,null,null,null,null,null,null,null,null,null,null,null,null,null,null,null,"","","","","","","","","","","",""]
[null,null,null,null,null,null,null,null,null,null,null,null,null,null,null,null,null,"","","","","","","","","","","",""]
[null,null,null,null,null,null,null,null,null,null,null,null,null,null,null,null,null,"","","","","","","","","","","",""]
[null,null,null,null,null,null,null,null,null,null,null,null,null,null,null,null,null,"","","","","","","","","","","",""]
[null,null,null,null,null,null,null,null,null,null,null,null,null,null,null,null,null,"","","","","","","","","","","",""]
[null,null,null,null,null,null,null,null,null,null,null,null,null,null,null,null,null,"","","","","","",{"$f":"IF(ISBLANK(L3197),\"\",VALUE(L3197))","v":""},"","","","",""]
[null,null,null,null,null,null,null,null,null,null,null,null,null,null,null,null,null,"","","","","","","","","","","",""]
[null,null,null,null,null,null,null,null,null,null,null,null,null,null,null,null,null,"","","","","","","","","","","",""]
[null,null,null,null,null,null,null,null,null,null,null,null,null,null,null,null,null,"","","","","","","","","","","",""]
[null,null,null,null,null,null,null,null,null,null,null,null,null,null,null,null,null,"","","","","","","","","","","",""]
[null,null,null,null,null,null,null,null,null,null,null,null,null,null,null,null,null,"","","","","","","","","","","",""]
[null,null,null,null,null,null,null,null,null,null,null,null,null,null,null,null,null,"","","","","","","","","","","",""]
[null,null,null,null,null,null,null,null,null,null,null,null,null,null,null,null,null,"","","","","","","","","","","",""]
[null,null,null,null,null,null,null,null,null,null,null,null,null,null,null,null,null,"","","","","","","","","","","",""]
[null,null,null,null,null,null,null,null,null,null,null,null,null,null,null,null,null,"","","","","","","","","","","",""]
[null,null,null,null,null,null,null,null,null,null,null,null,null,null,null,null,null,"","","","","","","","","","","",""]
[null,null,null,null,null,null,null,null,null,null,null,null,null,null,null,null,null,"","","","","","","","","","","",""]
[null,null,null,null,null,null,null,null,null,null,null,null,null,null,null,null,null,"","","","","","","","","","","",""]
[null,null,null,null,null,null,null,null,null,null,null,null,null,null,null,null,null,"","","","","","","","","","","",""]
[null,null,null,null,null,null,null,null,null,null,null,null,null,null,null,null,null,"","","","","","","","","","","",""]
[null,null,null,null,null,null,null,null,null,null,null,null,null,null,null,null,null,"","","","","","","","","","","",""]
[null,null,null,null,null,null,null,null,null,null,null,null,null,null,null,null,null,"","","","","","","","","","","",""]
[null,null,null,null,null,null,null,null,null,null,null,null,null,null,null,null,null,"","","","","","","","","","","",""]
[null,null,null,null,null,null,null,null,null,null,null,null,null,null,null,null,null,"","","","","","","","","","","",""]
[null,null,null,null,null,null,null,null,null,null,null,null,null,null,null,null,null,"","","","","","","","","","","",""]
[null,null,null,null,null,null,null,null,null,null,null,null,null,null,null,null,null,"","","","","","","","","","","",""]
[null,null,null,null,null,null,null,null,null,null,null,null,null,null,null,null,null,"","","","","","","","","","","",""]
[null,null,null,null,null,null,null,null,null,null,null,null,null,null,null,null,null,"","","","","","","","","","","",""]
[null,null,null,null,null,null,null,null,null,null,null,null,null,null,null,null,null,"","","","","","","","","","","",""]
[null,null,null,null,null,null,null,null,null,null,null,null,null,null,null,null,null,"","","","","","","","","","","",""]
[null,null,null,null,null,null,null,null,null,null,null,null,null,null,null,null,null,"","","","","","","","","","","",""]
[null,null,null,null,null,null,null,null,null,null,null,null,null,null,null,null,null,"","","","","","","","","","","",""]
[null,null,null,null,null,null,null,null,null,null,null,null,null,null,null,null,null,"","","","","","","","","","","",""]
[null,null,null,null,null,null,null,null,null,null,null,null,null,null,null,null,null,"","","","","","","","","","","",""]
[null,null,null,null,null,null,null,null,null,null,null,null,null,null,null,null,null,"","","","","","","","","","","",""]
[null,null,null,null,null,null,null,null,null,null,null,null,null,null,null,null,null,"","","","","","","","","","","",""]
[null,null,null,null,null,null,null,null,null,null,null,null,null,null,null,null,null,"","","","","","","","","","","",""]
[null,null,null,null,null,null,null,null,null,null,null,null,null,null,null,null,null,"","","","","","","","","","","",""]
[null,null,null,null,null,null,null,null,null,null,null,null,null,null,null,null,null,"","","","","","","","","","","",""]
[null,null,null,null,null,null,null,null,null,null,null,null,null,null,null,null,null,"","","","","","","","","","","",""]
[null,null,null,null,null,null,null,null,null,null,null,null,null,null,null,null,null,"","","","","","","","","","","",""]
[null,null,null,null,null,null,null,null,null,null,null,null,null,null,null,null,null,"","","","","","","","","","","",""]
[null,null,null,null,null,null,null,null,null,null,null,null,null,null,null,null,null,"","","","","","","","","","","",""]
[null,null,null,null,null,null,null,null,null,null,null,null,null,null,null,null,null,"","","","","","","","","","","",""]
[null,null,null,null,null,null,null,null,null,null,null,null,null,null,null,null,null,"","","","","","","","","","","",""]
[null,null,null,null,null,null,null,null,null,null,null,null,null,null,null,null,null,"","","","","","","","","","","",""]
[null,null,null,null,null,null,null,null,null,null,null,null,null,null,null,null,null,"","","","","","","","","","","",""]
[null,null,null,null,null,null,null,null,null,null,null,null,null,null,null,null,null,"","","","","","","","","","","",""]
[null,null,null,null,null,null,null,null,null,null,null,null,null,null,null,null,null,"","","","","","",{"$f":"IF(ISBLANK(L3581),\"\",VALUE(L3581))","v":""},"","","","",""]
[null,null,null,null,null,null,null,null,null,null,null,null,null,null,null,null,null,"","","","","","","","","","","",""]
[null,null,null,null,null,null,null,null,null,null,null,null,null,null,null,null,null,"","","","","","","","","","","",""]
[null,null,null,null,null,null,null,null,null,null,null,null,null,null,null,null,null,"","","","","","","","","","","",""]
[null,null,null,null,null,null,null,null,null,null,null,null,null,null,null,null,null,"","","","","","","","","","","",""]
[null,null,null,null,null,null,null,null,null,null,null,null,null,null,null,null,null,"","","","","","","","","","","",""]
[null,null,null,null,null,null,null,null,null,null,null,null,null,null,null,null,null,"","","","","","","","","","","",""]
[null,null,null,null,null,null,null,null,null,null,null,null,null,null,null,null,null,"","","","","","","","","","","",""]
[null,null,null,null,null,null,null,null,null,null,null,null,null,null,null,null,null,"","","","","","","","","","","",""]
[null,null,null,null,null,null,null,null,null,null,null,null,null,null,null,null,null,"","","","","","","","","","","",""]
[null,null,null,null,null,null,null,null,null,null,null,null,null,null,null,null,null,"","","","","","","","","","","",""]
[null,null,null,null,null,null,null,null,null,null,null,null,null,null,null,null,null,"","","","","","","","","","","",""]
[null,null,null,null,null,null,null,null,null,null,null,null,null,null,null,null,null,"","","","","","","","","","","",""]
[null,null,null,null,null,null,null,null,null,null,null,null,null,null,null,null,null,"","","","","","","","","","","",""]
[null,null,null,null,null,null,null,null,null,null,null,null,null,null,null,null,null,"","","","","","","","","","","",""]
[null,null,null,null,null,null,null,null,null,null,null,null,null,null,null,null,null,"","","","","","","","","","","",""]
[null,null,null,null,null,null,null,null,null,null,null,null,null,null,null,null,null,"","","","","","","","","","","",""]
[null,null,null,null,null,null,null,null,null,null,null,null,null,null,null,null,null,"","","","","","","","","","","",""]
[null,null,null,null,null,null,null,null,null,null,null,null,null,null,null,null,null,"","","","","","","","","","","",""]
[null,null,null,null,null,null,null,null,null,null,null,null,null,null,null,null,null,"","","","","","","","","","","",""]
[null,null,null,null,null,null,null,null,null,null,null,null,null,null,null,null,null,"","","","","","","","","","","",""]
[null,null,null,null,null,null,null,null,null,null,null,null,null,null,null,null,null,"","","","","","","","","","","",""]
[null,null,null,null,null,null,null,null,null,null,null,null,null,null,null,null,null,"","","","","","",{"$f":"IF(ISBLANK(L3773),\"\",VALUE(L3773))","v":""},"","","","",""]
[null,null,null,null,null,null,null,null,null,null,null,null,null,null,null,null,null,{"$f":"IF(ISBLANK(A3781),\"\",IFERROR(A3781+5-5,A3781))","v":""},{"$f":"IF(LEFT(W3781)=\"<\",1,\"\")","v":""},{"$f":"IF(LEFT(W3781)=\"<\",0,IF(LEFT(W3781)=\"e\",IF(ISNUMBER(Y3781),Y3781,X3781),W3781))","v":""},{"$f":"IF(T3781=0,IF(ISNUMBER(Y3781),Y3781/2,X3781/2),T3781)","v":""},{"$f":"IF(ISBLANK(J3781),\"\",J3781+0)","v":""},{"$f":"IF(ISBLANK(K3781),\"\",IFERROR(K3781+0,K3781))","v":""},"","",{"$f":"IF(ISBLANK(G3781),\"\",G3781)","v":""},{"$f":"IF(ISNUMBER(V3781),MONTH(V3781)*100+DAY(J3781),\"\")","v":""},{"$f":"IF(AA3781>=Z$2,IF(AA3781<=AA$2,R3781,\"\"),\"\")","v":""},""]
[null,null,null,null,null,null,null,null,null,null,null,null,null,null,null,null,null,"","","","","","","","","","","",""]
[null,null,null,null,null,null,null,null,null,null,null,null,null,null,null,null,null,"","","","","","","","","","","",""]
[null,null,null,null,null,null,null,null,null,null,null,null,null,null,null,null,null,"","","","","","","","","","","",""]
[null,null,null,null,null,null,null,null,null,null,null,null,null,null,null,null,null,"","","","","","","","","","","",""]
[null,null,null,null,null,null,null,null,null,null,null,null,null,null,null,null,null,"","","","","","","","","","","",""]
[null,null,null,null,null,null,null,null,null,null,null,null,null,null,null,null,null,"","","","","","","","","","","",""]
[null,null,null,null,null,null,null,null,null,null,null,null,null,null,null,null,null,"","","","","","","","","","","",""]
[null,null,null,null,null,null,null,null,null,null,null,null,null,null,null,null,null,"","","","","","","","","","","",""]
[null,null,null,null,null,null,null,null,null,null,null,null,null,null,null,null,null,"","","","","","","","","","","",""]
[null,null,null,null,null,null,null,null,null,null,null,null,null,null,null,null,null,"","","","","","","","","","","",""]
[null,null,null,null,null,null,null,null,null,null,null,null,null,null,null,null,null,"","","","","","","","","","","",""]
[null,null,null,null,null,null,null,null,null,null,null,null,null,null,null,null,null,"","","","","","","","","","","",""]
[null,null,null,null,null,null,null,null,null,null,null,null,null,null,null,null,null,"","","","","","","","","","","",""]
[null,null,null,null,null,null,null,null,null,null,null,null,null,null,null,null,null,"","","","","","",{"$f":"IF(ISBLANK(L3901),\"\",VALUE(L3901))","v":""},"","","","",""]
[null,null,null,null,null,null,null,null,null,null,null,null,null,null,null,null,null,"","","","","","","","","","","",""]
[null,null,null,null,null,null,null,null,null,null,null,null,null,null,null,null,null,"","","","","","","","","","","",""]
[null,null,null,null,null,null,null,null,null,null,null,null,null,null,null,null,null,"","","","","","","","","","","",""]
[null,null,null,null,null,null,null,null,null,null,null,null,null,null,null,null,null,"","","","","","","","","","","",""]
[null,null,null,null,null,null,null,null,null,null,null,null,null,null,null,null,null,"","","","","","","","","","","",""]
[null,null,null,null,null,null,null,null,null,null,null,null,null,null,null,null,null,"","","","","","","","","","","",""]
[null,null,null,null,null,null,null,null,null,null,null,null,null,null,null,null,null,"","","","","","","","","","","",""]
[null,null,null,null,null,null,null,null,null,null,null,null,null,null,null,null,null,"","","","","","","","","","","",""]
[null,null,null,null,null,null,null,null,null,null,null,null,null,null,null,null,null,"","","","","","","","","","","",""]
[null,null,null,null,null,null,null,null,null,null,null,null,null,null,null,null,null,"","","","","","","","","","","",""]
[null,null,null,null,null,null,null,null,null,null,null,null,null,null,null,null,null,"","","","","","","","","","","",""]
[null,null,null,null,null,null,null,null,null,null,null,null,null,null,null,null,null,"","","","","","","","","","","",""]
[null,null,null,null,null,null,null,null,null,null,null,null,null,null,null,null,null,"","","","","","","","","","","",""]
[null,null,null,null,null,null,null,null,null,null,null,null,null,null,null,null,null,"","","","","","","","","","","",""]
[null,null,null,null,null,null,null,null,null,null,null,null,null,null,null,null,null,"","","","","","",{"$f":"IF(ISBLANK(L4029),\"\",VALUE(L4029))","v":""},"","","","",""]
[null,null,null,null,null,null,null,null,null,null,null,null,null,null,null,null,null,"","","","","","","","","","","",""]
[null,null,null,null,null,null,null,null,null,null,null,null,null,null,null,null,null,"","","","","","","","","","","",""]
[null,null,null,null,null,null,null,null,null,null,null,null,null,null,null,null,null,"","","","","","","","","","","",""]
[null,null,null,null,null,null,null,null,null,null,null,null,null,null,null,null,null,"","","","","","","","","","","",""]
[null,null,null,null,null,null,null,null,null,null,null,null,null,null,null,null,null,"","","","","","","","","","","",""]
[null,null,null,null,null,null,null,null,null,null,null,null,null,null,null,null,null,"","","","","","","","","","","",""]
[null,null,null,null,null,null,null,null,null,null,null,null,null,null,null,null,null,"","","","","","","","","","","",""]
[null,null,null,null,null,null,null,null,null,null,null,null,null,null,null,null,null,"","","","","","","","","","","",""]
[null,null,null,null,null,null,null,null,null,null,null,null,null,null,null,null,null,"","","","","","","","","","","",""]
[null,null,null,null,null,null,null,null,null,null,null,null,null,null,null,null,null,"","","","","","","","","","","",""]
[null,null,null,null,null,null,null,null,null,null,null,null,null,null,null,null,null,"","","","","","","","","","","",""]
[null,null,null,null,null,null,null,null,null,null,null,null,null,null,null,null,null,"","","","","","","","","","","",""]
[null,null,null,null,null,null,null,null,null,null,null,null,null,null,null,null,null,"","","","","","","","","","","",""]
[null,null,null,null,null,null,null,null,null,null,null,null,null,null,null,null,null,"","","","","","","","","","","",""]
[null,null,null,null,null,null,null,null,null,null,null,null,null,null,null,null,null,"","","","","","","","","","","",""]
[null,null,null,null,null,null,null,null,null,null,null,null,null,null,null,null,null,"","","","","","","","","","","",""]
[null,null,null,null,null,null,null,null,null,null,null,null,null,null,null,null,null,"","","","","","","","","","","",""]
[null,null,null,null,null,null,null,null,null,null,null,null,null,null,null,null,null,"","","","","","","","","","","",""]
[null,null,null,null,null,null,null,null,null,null,null,null,null,null,null,null,null,"","","","","","","","","","","",""]
[null,null,null,null,null,null,null,null,null,null,null,null,null,null,null,null,null,"","","","","","","","","","","",""]
[null,null,null,null,null,null,null,null,null,null,null,null,null,null,null,null,null,"","","","","","","","","","","",""]
[null,null,null,null,null,null,null,null,null,null,null,null,null,null,null,null,null,"","","","","","",{"$f":"IF(ISBLANK(L4221),\"\",VALUE(L4221))","v":""},"","","","",""]
[null,null,null,null,null,null,null,null,null,null,null,null,null,null,null,null,null,"","","","","","","","","","","",""]
[null,null,null,null,null,null,null,null,null,null,null,null,null,null,null,null,null,"","","","","","","","","","","",""]
[null,null,null,null,null,null,null,null,null,null,null,null,null,null,null,null,null,"","","","","","","","","","","",""]
[null,null,null,null,null,null,null,null,null,null,null,null,null,null,null,null,null,"","","","","","","","","","","",""]
[null,null,null,null,null,null,null,null,null,null,null,null,null,null,null,null,null,"","","","","","","","","","","",""]
[null,null,null,null,null,null,null,null,null,null,null,null,null,null,null,null,null,"","","","","","","","","","","",""]
[null,null,null,null,null,null,null,null,null,null,null,null,null,null,null,null,null,"","","","","","","","","","","",""]
[null,null,null,null,null,null,null,null,null,null,null,null,null,null,null,null,null,"","","","","","","","","","","",""]
[null,null,null,null,null,null,null,null,null,null,null,null,null,null,null,null,null,"","","","","","","","","","","",""]
[null,null,null,null,null,null,null,null,null,null,null,null,null,null,null,null,null,"","","","","","","","","","","",""]
[null,null,null,null,null,null,null,null,null,null,null,null,null,null,null,null,null,"","","","","","","","","","","",""]
[null,null,null,null,null,null,null,null,null,null,null,null,null,null,null,null,null,"","","","","","","","","","","",""]
[null,null,null,null,null,null,null,null,null,null,null,null,null,null,null,null,null,"","","","","","","","","","","",""]
[null,null,null,null,null,null,null,null,null,null,null,null,null,null,null,null,null,"","","","","","","","","","","",""]
[null,null,null,null,null,null,null,null,null,null,null,null,null,null,null,null,null,"","","","","","","","","","","",""]
[null,null,null,null,null,null,null,null,null,null,null,null,null,null,null,null,null,"","","","","","","","","","","",""]
[null,null,null,null,null,null,null,null,null,null,null,null,null,null,null,null,null,"","","","","","","","","","","",""]
[null,null,null,null,null,null,null,null,null,null,null,null,null,null,null,null,null,"","","","","","","","","","","",""]
[null,null,null,null,null,null,null,null,null,null,null,null,null,null,null,null,null,"","","","","","","","","","","",""]
[null,null,null,null,null,null,null,null,null,null,null,null,null,null,null,null,null,"","","","","","","","","","","",""]
[null,null,null,null,null,null,null,null,null,null,null,null,null,null,null,null,null,"","","","","","","","","","","",""]
[null,null,null,null,null,null,null,null,null,null,null,null,null,null,null,null,null,{"$f":"IF(ISBLANK(A4421),\"\",IFERROR(A4421+5-5,A4421))","v":""},{"$f":"IF(LEFT(W4421)=\"<\",1,\"\")","v":""},{"$f":"IF(LEFT(W4421)=\"<\",0,IF(LEFT(W4421)=\"e\",IF(ISNUMBER(Y4421),Y4421,X4421),W4421))","v":""},{"$f":"IF(T4421=0,IF(ISNUMBER(Y4421),Y4421/2,X4421/2),T4421)","v":""},{"$f":"IF(ISBLANK(J4421),\"\",J4421+0)","v":""},{"$f":"IF(ISBLANK(K4421),\"\",IFERROR(K4421+0,K4421))","v":""},"","",{"$f":"IF(ISBLANK(G4421),\"\",G4421)","v":""},{"$f":"IF(ISNUMBER(V4421),MONTH(V4421)*100+DAY(J4421),\"\")","v":""},{"$f":"IF(AA4421>=Z$2,IF(AA4421<=AA$2,R4421,\"\"),\"\")","v":""},""]
[null,null,null,null,null,null,null,null,null,null,null,null,null,null,null,null,null,"","","","","","","","","","","",""]
[null,null,null,null,null,null,null,null,null,null,null,null,null,null,null,null,null,"","","","","","","","","","","",""]
[null,null,null,null,null,null,null,null,null,null,null,null,null,null,null,null,null,"","","","","","","","","","","",""]
[null,null,null,null,null,null,null,null,null,null,null,null,null,null,null,null,null,"","","","","","","","","","","",""]
[null,null,null,null,null,null,null,null,null,null,null,null,null,null,null,null,null,"","","","","","","","","","","",""]
[null,null,null,null,null,null,null,null,null,null,null,null,null,null,null,null,null,"","","","","","","","","","","",""]
[null,null,null,null,null,null,null,null,null,null,null,null,null,null,null,null,null,"","","","","","","","","","","",""]
[null,null,null,null,null,null,null,null,null,null,null,null,null,null,null,null,null,"","","","","","","","","","","",""]
[null,null,null,null,null,null,null,null,null,null,null,null,null,null,null,null,null,"","","","","","","","","","","",""]
[null,null,null,null,null,null,null,null,null,null,null,null,null,null,null,null,null,"","","","","","","","","","","",""]
[null,null,null,null,null,null,null,null,null,null,null,null,null,null,null,null,null,"","","","","","","","","","","",""]
[null,null,null,null,null,null,null,null,null,null,null,null,null,null,null,null,null,"","","","","","","","","","","",""]
[null,null,null,null,null,null,null,null,null,null,null,null,null,null,null,null,null,"","","","","","","","","","","",""]
[null,null,null,null,null,null,null,null,null,null,null,null,null,null,null,null,null,"","","","","","","","","","","",""]
[null,null,null,null,null,null,null,null,null,null,null,null,null,null,null,null,null,"","","","","","","","","","","",""]
[null,null,null,null,null,null,null,null,null,null,null,null,null,null,null,null,null,"","","","","","","","","","","",""]
[null,null,null,null,null,null,null,null,null,null,null,null,null,null,null,null,null,"","","","","","","","","","","",""]
[null,null,null,null,null,null,null,null,null,null,null,null,null,null,null,null,null,"","","","","","","","","","","",""]
[null,null,null,null,null,null,null,null,null,null,null,null,null,null,null,null,null,"","","","","","","","","","","",""]
[null,null,null,null,null,null,null,null,null,null,null,null,null,null,null,null,null,"","","","","","","","","","","",""]
[null,null,null,null,null,null,null,null,null,null,null,null,null,null,null,null,null,"","","","","","","","","","","",""]
[null,null,null,null,null,null,null,null,null,null,null,null,null,null,null,null,null,"","","","","","","","","","","",""]
[null,null,null,null,null,null,null,null,null,null,null,null,null,null,null,null,null,"","","","","","","","","","","",""]
[null,null,null,null,null,null,null,null,null,null,null,null,null,null,null,null,null,"","","","","","","","","","","",""]
[null,null,null,null,null,null,null,null,null,null,null,null,null,null,null,null,null,"","","","","","","","","","","",""]
[null,null,null,null,null,null,null,null,null,null,null,null,null,null,null,null,null,"","","","","","","","","","","",""]
[null,null,null,null,null,null,null,null,null,null,null,null,null,null,null,null,null,"","","","","","","","","","","",""]
[null,null,null,null,null,null,null,null,null,null,null,null,null,null,null,null,null,"","","","","","","","","","","",""]
[null,null,null,null,null,null,null,null,null,null,null,null,null,null,null,null,null,"","","","","","","","","","","",""]
[null,null,null,null,null,null,null,null,null,null,null,null,null,null,null,null,null,"","","","","","","","","","","",""]
[null,null,null,null,null,null,null,null,null,null,null,null,null,null,null,null,null,"","","","","","","","","","","",""]
[null,null,null,null,null,null,null,null,null,null,null,null,null,null,null,null,null,"","","","","","","","","","","",""]
[null,null,null,null,null,null,null,null,null,null,null,null,null,null,null,null,null,"","","","","","","","","","","",""]
[null,null,null,null,null,null,null,null,null,null,null,null,null,null,null,null,null,"","","","","","","","","","","",""]
[null,null,null,null,null,null,null,null,null,null,null,null,null,null,null,null,null,"","","","","","","","","","","",""]
[null,null,null,null,null,null,null,null,null,null,null,null,null,null,null,null,null,"","","","","","","","","","","",""]
[null,null,null,null,null,null,null,null,null,null,null,null,null,null,null,null,null,"","","","","","","","","","","",""]
[null,null,null,null,null,null,null,null,null,null,null,null,null,null,null,null,null,"","","","","","","","","","","",""]
[null,null,null,null,null,null,null,null,null,null,null,null,null,null,null,null,null,"","","","","","","","","","","",""]
[null,null,null,null,null,null,null,null,null,null,null,null,null,null,null,null,null,"","","","","","","","","","","",""]
[null,null,null,null,null,null,null,null,null,null,null,null,null,null,null,null,null,"","","","","","","","","","","",""]
[null,null,null,null,null,null,null,null,null,null,null,null,null,null,null,null,null,"","","","","","","","","","","",""]
[null,null,null,null,null,null,null,null,null,null,null,null,null,null,null,null,null,"","","","","","","","","","","",""]
[null,null,null,null,null,null,null,null,null,null,null,null,null,null,null,null,null,"","","","","","","","","","","",""]
[null,null,null,null,null,null,null,null,null,null,null,null,null,null,null,null,null,"","","","","","","","","","","",""]
[null,null,null,null,null,null,null,null,null,null,null,null,null,null,null,null,null,"","","","","","","","","","","",""]
[null,null,null,null,null,null,null,null,null,null,null,null,null,null,null,null,null,"","","","","","","","","","","",""]
[null,null,null,null,null,null,null,null,null,null,null,null,null,null,null,null,null,"","","","","","","","","","","",""]
[null,null,null,null,null,null,null,null,null,null,null,null,null,null,null,null,null,"","","","","","","","","","","",""]
[null,null,null,null,null,null,null,null,null,null,null,null,null,null,null,null,null,"","","","","","","","","","","",""]
[null,null,null,null,null,null,null,null,null,null,null,null,null,null,null,null,null,"","","","","","","","","","","",""]
[null,null,null,null,null,null,null,null,null,null,null,null,null,null,null,null,null,{"$f":"IF(ISBLANK(A4869),\"\",IFERROR(A4869+5-5,A4869))","v":""},{"$f":"IF(LEFT(W4869)=\"<\",1,\"\")","v":""},{"$f":"IF(LEFT(W4869)=\"<\",0,IF(LEFT(W4869)=\"e\",IF(ISNUMBER(Y4869),Y4869,X4869),W4869))","v":""},{"$f":"IF(T4869=0,IF(ISNUMBER(Y4869),Y4869/2,X4869/2),T4869)","v":""},{"$f":"IF(ISBLANK(J4869),\"\",J4869+0)","v":""},{"$f":"IF(ISBLANK(K4869),\"\",IFERROR(K4869+0,K4869))","v":""},"","",{"$f":"IF(ISBLANK(G4869),\"\",G4869)","v":""},{"$f":"IF(ISNUMBER(V4869),MONTH(V4869)*100+DAY(J4869),\"\")","v":""},{"$f":"IF(AA4869>=Z$2,IF(AA4869<=AA$2,R4869,\"\"),\"\")","v":""},""]
[null,null,null,null,null,null,null,null,null,null,null,null,null,null,null,null,null,"","","","","","","","","","","",""]
[null,null,null,null,null,null,null,null,null,null,null,null,null,null,null,null,null,"","","","","","","","","","","",""]
[null,null,null,null,null,null,null,null,null,null,null,null,null,null,null,null,null,"","","","","","","","","","","",""]
[null,null,null,null,null,null,null,null,null,null,null,null,null,null,null,null,null,"","","","","","","","","","","",""]
[null,null,null,null,null,null,null,null,null,null,null,null,null,null,null,null,null,"","","","","","","","","","","",""]
[null,null,null,null,null,null,null,null,null,null,null,null,null,null,null,null,null,"","","","","","",{"$f":"IF(ISBLANK(L4925),\"\",VALUE(L4925))","v":""},"","","","",""]
[null,null,null,null,null,null,null,null,null,null,null,null,null,null,null,null,null,"","","","","","","","","","","",{"$f":"IF(AA4932>=Z$2,IF(AA4932<=AA$2,S4932,\"\"),\"\")","v":""}]
[null,null,null,null,null,null,null,null,null,null,null,null,null,null,null,null,null,"","","","","","","","","","","",""]
[null,null,null,null,null,null,null,null,null,null,null,null,null,null,null,null,null,"","","","","","","","","","","",""]
[null,null,null,null,null,null,null,null,null,null,null,null,null,null,null,null,null,"","","","","","","","","","","",""]
[null,null,null,null,null,null,null,null,null,null,null,null,null,null,null,null,null,"","","","","","","","","","","",""]
[null,null,null,null,null,null,null,null,null,null,null,null,null,null,null,null,null,"","","","","","","","","","","",""]
[null,null,null,null,null,null,null,null,null,null,null,null,null,null,null,null,null,"","","","","","","","","","","",""]
[null,null,null,null,null,null,null,null,null,null,null,null,null,null,null,null,null,"","","","","","","","","","","",""]
[null,null,null,null,null,null,null,null,null,null,null,null,null,null,null,null,null,"","","","","","","","","","","",""]
[null,null,null,null,null,null,null,null,null,null,null,null,null,null,null,null,null,"","","","","","","","","","","",""]
[null,null,null,null,null,null,null,null,null,null,null,null,null,null,null,null,null,"","","","","","","","","","","",""]
[null,null,null,null,null,null,null,null,null,null,null,null,null,null,null,null,null,"","","","","","","","","","","",""]
[null,null,null,null,null,null,null,null,null,null,null,null,null,null,null,null,null,"","","","","","","","","","","",""]
[null,null,null,null,null,null,null,null,null,null,null,null,null,null,null,null,null,"","","","","","","","","","","",""]
[null,null,null,null,null,null,null,null,null,null,null,null,null,null,null,null,null,"","","","","","","","","","","",""]
[null,null,null,null,null,null,null,null,null,null,null,null,null,null,null,null,null,"","","","","","","","","","","",""]
[null,null,null,null,null,null,null,null,null,null,null,null,null,null,null,null,null,"","","","","","","","","","","",""]
[null,null,null,null,null,null,null,null,null,null,null,null,null,null,null,null,null,"","","","","","","","","","","",""]
[null,null,null,null,null,null,null,null,null,null,null,null,null,null,null,null,null,"","","","","","","","","","","",""]
[null,null,null,null,null,null,null,null,null,null,null,null,null,null,null,null,null,"","","","","","","","","","","",""]
[null,null,null,null,null,null,null,null,null,null,null,null,null,null,null,null,null,"","","","","","","","","","","",""]
[null,null,null,null,null,null,null,null,null,null,null,null,null,null,null,null,null,"","","","","","","","","","","",""]
[null,null,null,null,null,null,null,null,null,null,null,null,null,null,null,null,null,"","","","","","","","","","","",""]
[null,null,null,null,null,null,null,null,null,null,null,null,null,null,null,null,null,"","","","","","","","","","","",""]
[null,null,null,null,null,null,null,null,null,null,null,null,null,null,null,null,null,"","","","","","","","","","","",""]
[null,null,null,null,null,null,null,null,null,null,null,null,null,null,null,null,null,"","","","","","","","","","","",""]
[null,null,null,null,null,null,null,null,null,null,null,null,null,null,null,null,null,"","","","","","","","","","","",""]
[null,null,null,null,null,null,null,null,null,null,null,null,null,null,null,null,null,"","","","","","","","","","","",""]
[null,null,null,null,null,null,null,null,null,null,null,null,null,null,null,null,null,"","","","","","",{"$f":"IF(ISBLANK(L5181),\"\",VALUE(L5181))","v":""},"","","","",""]
[null,null,null,null,null,null,null,null,null,null,null,null,null,null,null,null,null,"","","","","","","","","","","",""]
[null,null,null,null,null,null,null,null,null,null,null,null,null,null,null,null,null,"","","","","","","","","","","",""]
[null,null,null,null,null,null,null,null,null,null,null,null,null,null,null,null,null,"","","","","","","","","","","",""]
[null,null,null,null,null,null,null,null,null,null,null,null,null,null,null,null,null,"","","","","","","","","","","",""]
[null,null,null,null,null,null,null,null,null,null,null,null,null,null,null,null,null,"","","","","","","","","","","",""]
[null,null,null,null,null,null,null,null,null,null,null,null,null,null,null,null,null,"","","","","","","","","","","",""]
[null,null,null,null,null,null,null,null,null,null,null,null,null,null,null,null,null,"","","","","","","","","","","",""]
[null,null,null,null,null,null,null,null,null,null,null,null,null,null,null,null,null,"","","","","","","","","","","",""]
[null,null,null,null,null,null,null,null,null,null,null,null,null,null,null,null,null,"","","","","","","","","","","",""]
[null,null,null,null,null,null,null,null,null,null,null,null,null,null,null,null,null,"","","","","","","","","","","",""]
[null,null,null,null,null,null,null,null,null,null,null,null,null,null,null,null,null,"","","","","","","","","","","",""]
[null,null,null,null,null,null,null,null,null,null,null,null,null,null,null,null,null,"","","","","","","","","","","",""]
[null,null,null,null,null,null,null,null,null,null,null,null,null,null,null,null,null,"","","","","","","","","","","",""]
[null,null,null,null,null,null,null,null,null,null,null,null,null,null,null,null,null,"","","","","","","","","","","",""]
[null,null,null,null,null,null,null,null,null,null,null,null,null,null,null,null,null,"","","","","","","","","","","",""]
[null,null,null,null,null,null,null,null,null,null,null,null,null,null,null,null,null,"","","","","","","","","","","",""]
[null,null,null,null,null,null,null,null,null,null,null,null,null,null,null,null,null,"","","","","","","","","","","",""]
[null,null,null,null,null,null,null,null,null,null,null,null,null,null,null,null,null,"","","","","","","","","","","",""]
[null,null,null,null,null,null,null,null,null,null,null,null,null,null,null,null,null,"","","","","","","","","","","",""]
[null,null,null,null,null,null,null,null,null,null,null,null,null,null,null,null,null,"","","","","","","","","","","",""]
[null,null,null,null,null,null,null,null,null,null,null,null,null,null,null,null,null,"","","","","","","","","","","",""]
[null,null,null,null,null,null,null,null,null,null,null,null,null,null,null,null,null,"","","","","","","","","","","",""]
[null,null,null,null,null,null,null,null,null,null,null,null,null,null,null,null,null,"","","","","","","","","","","",""]
[null,null,null,null,null,null,null,null,null,null,null,null,null,null,null,null,null,"","","","","","","","","","","",""]
[null,null,null,null,null,null,null,null,null,null,null,null,null,null,null,null,null,"","","","","","","","","","","",""]
[null,null,null,null,null,null,null,null,null,null,null,null,null,null,null,null,null,"","","","","","","","","","","",""]
[null,null,null,null,null,null,null,null,null,null,null,null,null,null,null,null,null,"","","","","","","","","","","",""]
[null,null,null,null,null,null,null,null,null,null,null,null,null,null,null,null,null,"","","","","","","","","","","",""]
[null,null,null,null,null,null,null,null,null,null,null,null,null,null,null,null,null,"","","","","","","","","","","",""]
[null,null,null,null,null,null,null,null,null,null,null,null,null,null,null,null,null,{"$f":"IF(ISBLANK(A5445),\"\",IFERROR(A5445+5-5,A5445))","v":""},{"$f":"IF(LEFT(W5445)=\"<\",1,\"\")","v":""},{"$f":"IF(LEFT(W5445)=\"<\",0,IF(LEFT(W5445)=\"e\",IF(ISNUMBER(Y5445),Y5445,X5445),W5445))","v":""},{"$f":"IF(T5445=0,IF(ISNUMBER(Y5445),Y5445/2,X5445/2),T5445)","v":""},{"$f":"IF(ISBLANK(J5445),\"\",J5445+0)","v":""},{"$f":"IF(ISBLANK(K5445),\"\",IFERROR(K5445+0,K5445))","v":""},"","",{"$f":"IF(ISBLANK(G5445),\"\",G5445)","v":""},{"$f":"IF(ISNUMBER(V5445),MONTH(V5445)*100+DAY(J5445),\"\")","v":""},{"$f":"IF(AA5445>=Z$2,IF(AA5445<=AA$2,R5445,\"\"),\"\")","v":""},""]
[null,null,null,null,null,null,null,null,null,null,null,null,null,null,null,null,null,"","","","","","","","","","","",""]
[null,null,null,null,null,null,null,null,null,null,null,null,null,null,null,null,null,"","","","","","","","","","","",""]
[null,null,null,null,null,null,null,null,null,null,null,null,null,null,null,null,null,"","","","","","","","","","","",""]
[null,null,null,null,null,null,null,null,null,null,null,null,null,null,null,null,null,"","","","","","","","","","","",""]
[null,null,null,null,null,null,null,null,null,null,null,null,null,null,null,null,null,"","","","","","","","","","","",""]
[null,null,null,null,null,null,null,null,null,null,null,null,null,null,null,null,null,"","","","","","","","","","","",""]
[null,null,null,null,null,null,null,null,null,null,null,null,null,null,null,null,null,"","","","","","","","","","","",""]
[null,null,null,null,null,null,null,null,null,null,null,null,null,null,null,null,null,"","","","","","","","","","","",""]
[null,null,null,null,null,null,null,null,null,null,null,null,null,null,null,null,null,"","","","","","","","","","","",""]
[null,null,null,null,null,null,null,null,null,null,null,null,null,null,null,null,null,"","","","","","","","","","","",""]
[null,null,null,null,null,null,null,null,null,null,null,null,null,null,null,null,null,"","","","","","","","","","","",""]
[null,null,null,null,null,null,null,null,null,null,null,null,null,null,null,null,null,"","","","","","","","","","","",""]
[null,null,null,null,null,null,null,null,null,null,null,null,null,null,null,null,null,"","","","","","","","","","","",""]
[null,null,null,null,null,null,null,null,null,null,null,null,null,null,null,null,null,"","","","","","","","","","","",""]
[null,null,null,null,null,null,null,null,null,null,null,null,null,null,null,null,null,"","","","","","","","","","","",{"$f":"IF(AA5572>=Z$2,IF(AA5572<=AA$2,S5572,\"\"),\"\")","v":""}]
[null,null,null,null,null,null,null,null,null,null,null,null,null,null,null,null,null,"","","","","","","","","","","",""]
[null,null,null,null,null,null,null,null,null,null,null,null,null,null,null,null,null,"","","","","","","","","","","",""]
[null,null,null,null,null,null,null,null,null,null,null,null,null,null,null,null,null,"","","","","","","","","","","",""]
[null,null,null,null,null,null,null,null,null,null,null,null,null,null,null,null,null,"","","","","","","","","","","",""]
[null,null,null,null,null,null,null,null,null,null,null,null,null,null,null,null,null,"","","","","","","","","","","",""]
[null,null,null,null,null,null,null,null,null,null,null,null,null,null,null,null,null,"","","","","","","","","","","",""]
[null,null,null,null,null,null,null,null,null,null,null,null,null,null,null,null,null,"","","","","","","","","","","",""]
[null,null,null,null,null,null,null,null,null,null,null,null,null,null,null,null,null,"","","","","","","","","","","",""]
[null,null,null,null,null,null,null,null,null,null,null,null,null,null,null,null,null,"","","","","","","","","","","",""]
[null,null,null,null,null,null,null,null,null,null,null,null,null,null,null,null,null,"","","","","","","","","","","",""]
[null,null,null,null,null,null,null,null,null,null,null,null,null,null,null,null,null,"","","","","","","","","","","",""]
[null,null,null,null,null,null,null,null,null,null,null,null,null,null,null,null,null,"","","","","","","","","","","",""]
[null,null,null,null,null,null,null,null,null,null,null,null,null,null,null,null,null,"","","","","","","","","","","",""]
[null,null,null,null,null,null,null,null,null,null,null,null,null,null,null,null,null,"","","","","","","","","","","",""]
[null,null,null,null,null,null,null,null,null,null,null,null,null,null,null,null,null,"","","","","","","","","","","",""]
[null,null,null,null,null,null,null,null,null,null,null,null,null,null,null,null,null,"","","","","","","","","","","",""]
[null,null,null,null,null,null,null,null,null,null,null,null,null,null,null,null,null,"","","","","","","","","","","",""]
[null,null,null,null,null,null,null,null,null,null,null,null,null,null,null,null,null,"","","","","","","","","","","",""]
[null,null,null,null,null,null,null,null,null,null,null,null,null,null,null,null,null,"","","","","","","","","","","",""]
[null,null,null,null,null,null,null,null,null,null,null,null,null,null,null,null,null,"","","","","","","","","","","",""]
[null,null,null,null,null,null,null,null,null,null,null,null,null,null,null,null,null,"","","","","","","","","","","",""]
[null,null,null,null,null,null,null,null,null,null,null,null,null,null,null,null,null,{"$f":"IF(ISBLANK(A5765),\"\",IFERROR(A5765+5-5,A5765))","v":""},{"$f":"IF(LEFT(W5765)=\"<\",1,\"\")","v":""},{"$f":"IF(LEFT(W5765)=\"<\",0,IF(LEFT(W5765)=\"e\",IF(ISNUMBER(Y5765),Y5765,X5765),W5765))","v":""},{"$f":"IF(T5765=0,IF(ISNUMBER(Y5765),Y5765/2,X5765/2),T5765)","v":""},{"$f":"IF(ISBLANK(J5765),\"\",J5765+0)","v":""},{"$f":"IF(ISBLANK(K5765),\"\",IFERROR(K5765+0,K5765))","v":""},"","",{"$f":"IF(ISBLANK(G5765),\"\",G5765)","v":""},{"$f":"IF(ISNUMBER(V5765),MONTH(V5765)*100+DAY(J5765),\"\")","v":""},{"$f":"IF(AA5765>=Z$2,IF(AA5765<=AA$2,R5765,\"\"),\"\")","v":""},""]
[null,null,null,null,null,null,null,null,null,null,null,null,null,null,null,null,null,"","","","","","","","","","","",""]
[null,null,null,null,null,null,null,null,null,null,null,null,null,null,null,null,null,"","","","","","","","","","","",""]
[null,null,null,null,null,null,null,null,null,null,null,null,null,null,null,null,null,"","","","","","","","","","","",""]
[null,null,null,null,null,null,null,null,null,null,null,null,null,null,null,null,null,"","","","","","","","","","","",""]
[null,null,null,null,null,null,null,null,null,null,null,null,null,null,null,null,null,"","","","","","","","","","","",""]
[null,null,null,null,null,null,null,null,null,null,null,null,null,null,null,null,null,"","","","","","",{"$f":"IF(ISBLANK(L5821),\"\",VALUE(L5821))","v":""},"","","","",""]
[null,null,null,null,null,null,null,null,null,null,null,null,null,null,null,null,null,"","","","","","","","","","","",""]
[null,null,null,null,null,null,null,null,null,null,null,null,null,null,null,null,null,"","","","","","","","","","","",""]
[null,null,null,null,null,null,null,null,null,null,null,null,null,null,null,null,null,"","","","","","","","","","","",""]
[null,null,null,null,null,null,null,null,null,null,null,null,null,null,null,null,null,"","","","","","","","","","","",""]
[null,null,null,null,null,null,null,null,null,null,null,null,null,null,null,null,null,"","","","","","","","","","","",""]
[null,null,null,null,null,null,null,null,null,null,null,null,null,null,null,null,null,"","","","","","","","","","","",""]
[null,null,null,null,null,null,null,null,null,null,null,null,null,null,null,null,null,"","","","","","","","","","","",""]
[null,null,null,null,null,null,null,null,null,null,null,null,null,null,null,null,null,"","","","","","","","","","","",""]
[null,null,null,null,null,null,null,null,null,null,null,null,null,null,null,null,null,{"$f":"IF(ISBLANK(A5893),\"\",IFERROR(A5893+5-5,A5893))","v":""},{"$f":"IF(LEFT(W5893)=\"<\",1,\"\")","v":""},{"$f":"IF(LEFT(W5893)=\"<\",0,IF(LEFT(W5893)=\"e\",IF(ISNUMBER(Y5893),Y5893,X5893),W5893))","v":""},{"$f":"IF(T5893=0,IF(ISNUMBER(Y5893),Y5893/2,X5893/2),T5893)","v":""},{"$f":"IF(ISBLANK(J5893),\"\",J5893+0)","v":""},{"$f":"IF(ISBLANK(K5893),\"\",IFERROR(K5893+0,K5893))","v":""},"","",{"$f":"IF(ISBLANK(G5893),\"\",G5893)","v":""},{"$f":"IF(ISNUMBER(V5893),MONTH(V5893)*100+DAY(J5893),\"\")","v":""},{"$f":"IF(AA5893>=Z$2,IF(AA5893<=AA$2,R5893,\"\"),\"\")","v":""},""]
[null,null,null,null,null,null,null,null,null,null,null,null,null,null,null,null,null,"","","","","","","","","","","",""]
[null,null,null,null,null,null,null,null,null,null,null,null,null,null,null,null,null,"","","","","","","","","","","",""]
[null,null,null,null,null,null,null,null,null,null,null,null,null,null,null,null,null,"","","","","","","","","","","",""]
[null,null,null,null,null,null,null,null,null,null,null,null,null,null,null,null,null,"","","","","","","","","","","",""]
[null,null,null,null,null,null,null,null,null,null,null,null,null,null,null,null,null,"","","","","","","","","","","",""]
[null,null,null,null,null,null,null,null,null,null,null,null,null,null,null,null,null,"","","","","","","","","","","",""]
[null,null,null,null,null,null,null,null,null,null,null,null,null,null,null,null,null,"","","","","","","","","","","",""]
[null,null,null,null,null,null,null,null,null,null,null,null,null,null,null,null,null,"","","","","","","","","","","",""]
[null,null,null,null,null,null,null,null,null,null,null,null,null,null,null,null,null,"","","","","","","","","","","",""]
[null,null,null,null,null,null,null,null,null,null,null,null,null,null,null,null,null,"","","","","","","","","","","",""]
[null,null,null,null,null,null,null,null,null,null,null,null,null,null,null,null,null,"","","","","","","","","","","",""]
[null,null,null,null,null,null,null,null,null,null,null,null,null,null,null,null,null,"","","","","","","","","","","",""]
[null,null,null,null,null,null,null,null,null,null,null,null,null,null,null,null,null,"","","","","","","","","","","",""]
[null,null,null,null,null,null,null,null,null,null,null,null,null,null,null,null,null,"","","","","","","","","","","",""]
[null,null,null,null,null,null,null,null,null,null,null,null,null,null,null,null,null,"","","","","","","","","","","",""]
[null,null,null,null,null,null,null,null,null,null,null,null,null,null,null,null,null,"","","","","","","","","","","",""]
[null,null,null,null,null,null,null,null,null,null,null,null,null,null,null,null,null,"","","","","","","","","","","",""]
[null,null,null,null,null,null,null,null,null,null,null,null,null,null,null,null,null,"","","","","","","","","","","",""]
[null,null,null,null,null,null,null,null,null,null,null,null,null,null,null,null,null,"","","","","","","","","","","",""]
[null,null,null,null,null,null,null,null,null,null,null,null,null,null,null,null,null,"","","","","","","","","","","",""]
[null,null,null,null,null,null,null,null,null,null,null,null,null,null,null,null,null,"","","","","","","","","","","",""]
[null,null,null,null,null,null,null,null,null,null,null,null,null,null,null,null,null,{"$f":"IF(ISBLANK(A6085),\"\",IFERROR(A6085+5-5,A6085))","v":""},{"$f":"IF(LEFT(W6085)=\"<\",1,\"\")","v":""},{"$f":"IF(LEFT(W6085)=\"<\",0,IF(LEFT(W6085)=\"e\",IF(ISNUMBER(Y6085),Y6085,X6085),W6085))","v":""},{"$f":"IF(T6085=0,IF(ISNUMBER(Y6085),Y6085/2,X6085/2),T6085)","v":""},{"$f":"IF(ISBLANK(J6085),\"\",J6085+0)","v":""},{"$f":"IF(ISBLANK(K6085),\"\",IFERROR(K6085+0,K6085))","v":""},"","",{"$f":"IF(ISBLANK(G6085),\"\",G6085)","v":""},{"$f":"IF(ISNUMBER(V6085),MONTH(V6085)*100+DAY(J6085),\"\")","v":""},{"$f":"IF(AA6085>=Z$2,IF(AA6085<=AA$2,R6085,\"\"),\"\")","v":""},""]
[null,null,null,null,null,null,null,null,null,null,null,null,null,null,null,null,null,"","","","","","","","","","","",""]
[null,null,null,null,null,null,null,null,null,null,null,null,null,null,null,null,null,"","","","","","","","","","","",""]
[null,null,null,null,null,null,null,null,null,null,null,null,null,null,null,null,null,"","","","","","","","","","","",""]
[null,null,null,null,null,null,null,null,null,null,null,null,null,null,null,null,null,"","","","","","","","","","","",""]
[null,null,null,null,null,null,null,null,null,null,null,null,null,null,null,null,null,"","","","","","","","","","","",""]
[null,null,null,null,null,null,null,null,null,null,null,null,null,null,null,null,null,"","","","","","","","","","","",""]
[null,null,null,null,null,null,null,null,null,null,null,null,null,null,null,null,null,"","","","","","","","","","","",""]
[null,null,null,null,null,null,null,null,null,null,null,null,null,null,null,null,null,"","","","","","","","","","","",""]
[null,null,null,null,null,null,null,null,null,null,null,null,null,null,null,null,null,"","","","","","","","","","","",""]
[null,null,null,null,null,null,null,null,null,null,null,null,null,null,null,null,null,"","","","","","","","","","","",""]
[null,null,null,null,null,null,null,null,null,null,null,null,null,null,null,null,null,"","","","","","","","","","","",""]
[null,null,null,null,null,null,null,null,null,null,null,null,null,null,null,null,null,"","","","","","","","","","","",""]
[null,null,null,null,null,null,null,null,null,null,null,null,null,null,null,null,null,"","","","","","","","","","","",""]
[null,null,null,null,null,null,null,null,null,null,null,null,null,null,null,null,null,"","","","","","","","","","","",""]
[null,null,null,null,null,null,null,null,null,null,null,null,null,null,null,null,null,"","","","","","","","","","","",""]
[null,null,null,null,null,null,null,null,null,null,null,null,null,null,null,null,null,"","","","","","","","","","","",""]
[null,null,null,null,null,null,null,null,null,null,null,null,null,null,null,null,null,"","","","","","","","","","","",""]
[null,null,null,null,null,null,null,null,null,null,null,null,null,null,null,null,null,"","","","","","","","","","","",""]
[null,null,null,null,null,null,null,null,null,null,null,null,null,null,null,null,null,"","","","","","","","","","","",""]
[null,null,null,null,null,null,null,null,null,null,null,null,null,null,null,null,null,"","","","","","","","","","","",""]
[null,null,null,null,null,null,null,null,null,null,null,null,null,null,null,null,null,"","","","","","","","","","","",""]
[null,null,null,null,null,null,null,null,null,null,null,null,null,null,null,null,null,"","","","","","","","","","","",""]
[null,null,null,null,null,null,null,null,null,null,null,null,null,null,null,null,null,"","","","","","","","","","","",""]
[null,null,null,null,null,null,null,null,null,null,null,null,null,null,null,null,null,"","","","","","","","","","","",""]
[null,null,null,null,null,null,null,null,null,null,null,null,null,null,null,null,null,"","","","","","","","","","","",""]
[null,null,null,null,null,null,null,null,null,null,null,null,null,null,null,null,null,"","","","","","","","","","","",""]
[null,null,null,null,null,null,null,null,null,null,null,null,null,null,null,null,null,"","","","","","","","","","","",""]
[null,null,null,null,null,null,null,null,null,null,null,null,null,null,null,null,null,"","","","","","","","","","","",""]
[null,null,null,null,null,null,null,null,null,null,null,null,null,null,null,null,null,"","","","","","","","","","","",""]
[null,null,null,null,null,null,null,null,null,null,null,null,null,null,null,null,null,"","","","","","","","","","","",""]
[null,null,null,null,null,null,null,null,null,null,null,null,null,null,null,null,null,"","","","","","","","","","","",""]
[null,null,null,null,null,null,null,null,null,null,null,null,null,null,null,null,null,"","","","","","","","","","","",""]
[null,null,null,null,null,null,null,null,null,null,null,null,null,null,null,null,null,"","","","","","","","","","","",""]
[null,null,null,null,null,null,null,null,null,null,null,null,null,null,null,null,null,"","","","","","","","","","","",""]
[null,null,null,null,null,null,null,null,null,null,null,null,null,null,null,null,null,"","","","","","","","","","","",""]
[null,null,null,null,null,null,null,null,null,null,null,null,null,null,null,null,null,"","","","","","","","","","","",""]
[null,null,null,null,null,null,null,null,null,null,null,null,null,null,null,null,null,"","","","","","","","","","","",""]
[null,null,null,null,null,null,null,null,null,null,null,null,null,null,null,null,null,"","","","","","","","","","","",""]
[null,null,null,null,null,null,null,null,null,null,null,null,null,null,null,null,null,"","","","","","","","","","","",""]
[null,null,null,null,null,null,null,null,null,null,null,null,null,null,null,null,null,"","","","","","","","","","","",""]
[null,null,null,null,null,null,null,null,null,null,null,null,null,null,null,null,null,"","","","","","","","","","","",""]
[null,null,null,null,null,null,null,null,null,null,null,null,null,null,null,null,null,"","","","","","","","","","","",""]
[null,null,null,null,null,null,null,null,null,null,null,null,null,null,null,null,null,{"$f":"IF(ISBLANK(A6469),\"\",IFERROR(A6469+5-5,A6469))","v":""},{"$f":"IF(LEFT(W6469)=\"<\",1,\"\")","v":""},{"$f":"IF(LEFT(W6469)=\"<\",0,IF(LEFT(W6469)=\"e\",IF(ISNUMBER(Y6469),Y6469,X6469),W6469))","v":""},{"$f":"IF(T6469=0,IF(ISNUMBER(Y6469),Y6469/2,X6469/2),T6469)","v":""},{"$f":"IF(ISBLANK(J6469),\"\",J6469+0)","v":""},{"$f":"IF(ISBLANK(K6469),\"\",IFERROR(K6469+0,K6469))","v":""},"","",{"$f":"IF(ISBLANK(G6469),\"\",G6469)","v":""},{"$f":"IF(ISNUMBER(V6469),MONTH(V6469)*100+DAY(J6469),\"\")","v":""},{"$f":"IF(AA6469>=Z$2,IF(AA6469<=AA$2,R6469,\"\"),\"\")","v":""},""]
[null,null,null,null,null,null,null,null,null,null,null,null,null,null,null,null,null,"","","","","","","","","","","",""]
[null,null,null,null,null,null,null,null,null,null,null,null,null,null,null,null,null,"","","","","","","","","","","",""]
[null,null,null,null,null,null,null,null,null,null,null,null,null,null,null,null,null,"","","","","","","","","","","",""]
[null,null,null,null,null,null,null,null,null,null,null,null,null,null,null,null,null,"","","","","","","","","","","",""]
[null,null,null,null,null,null,null,null,null,null,null,null,null,null,null,null,null,"","","","","","","","","","","",""]
[null,null,null,null,null,null,null,null,null,null,null,null,null,null,null,null,null,"","","","","","","","","","","",""]
[null,null,null,null,null,null,null,null,null,null,null,null,null,null,null,null,null,"","","","","","","","","","","",""]
[null,null,null,null,null,null,null,null,null,null,null,null,null,null,null,null,null,"","","","","","","","","","","",""]
[null,null,null,null,null,null,null,null,null,null,null,null,null,null,null,null,null,"","","","","","","","","","","",""]
[null,null,null,null,null,null,null,null,null,null,null,null,null,null,null,null,null,"","","","","","","","","","","",""]
[null,null,null,null,null,null,null,null,null,null,null,null,null,null,null,null,null,"","","","","","","","","","","",""]
[null,null,null,null,null,null,null,null,null,null,null,null,null,null,null,null,null,"","","","","","","","","","","",""]
[null,null,null,null,null,null,null,null,null,null,null,null,null,null,null,null,null,"","","","","","","","","","","",""]
[null,null,null,null,null,null,null,null,null,null,null,null,null,null,null,null,null,"","","","","","","","","","","",""]
[null,null,null,null,null,null,null,null,null,null,null,null,null,null,null,null,null,{"$f":"IF(ISBLANK(A6597),\"\",IFERROR(A6597+5-5,A6597))","v":""},{"$f":"IF(LEFT(W6597)=\"<\",1,\"\")","v":""},{"$f":"IF(LEFT(W6597)=\"<\",0,IF(LEFT(W6597)=\"e\",IF(ISNUMBER(Y6597),Y6597,X6597),W6597))","v":""},{"$f":"IF(T6597=0,IF(ISNUMBER(Y6597),Y6597/2,X6597/2),T6597)","v":""},{"$f":"IF(ISBLANK(J6597),\"\",J6597+0)","v":""},{"$f":"IF(ISBLANK(K6597),\"\",IFERROR(K6597+0,K6597))","v":""},"","",{"$f":"IF(ISBLANK(G6597),\"\",G6597)","v":""},{"$f":"IF(ISNUMBER(V6597),MONTH(V6597)*100+DAY(J6597),\"\")","v":""},{"$f":"IF(AA6597>=Z$2,IF(AA6597<=AA$2,R6597,\"\"),\"\")","v":""},""]
[null,null,null,null,null,null,null,null,null,null,null,null,null,null,null,null,null,"","","","","","","","","","","",""]
[null,null,null,null,null,null,null,null,null,null,null,null,null,null,null,null,null,"","","","","","","","","","","",""]
[null,null,null,null,null,null,null,null,null,null,null,null,null,null,null,null,null,"","","","","","","","","","","",""]
[null,null,null,null,null,null,null,null,null,null,null,null,null,null,null,null,null,"","","","","","","","","","","",""]
[null,null,null,null,null,null,null,null,null,null,null,null,null,null,null,null,null,"","","","","","","","","","","",""]
[null,null,null,null,null,null,null,null,null,null,null,null,null,null,null,null,null,"","","","","","","","","","","",""]
[null,null,null,null,null,null,null,null,null,null,null,null,null,null,null,null,null,{"$f":"IF(ISBLANK(A6661),\"\",IFERROR(A6661+5-5,A6661))","v":""},{"$f":"IF(LEFT(W6661)=\"<\",1,\"\")","v":""},{"$f":"IF(LEFT(W6661)=\"<\",0,IF(LEFT(W6661)=\"e\",IF(ISNUMBER(Y6661),Y6661,X6661),W6661))","v":""},{"$f":"IF(T6661=0,IF(ISNUMBER(Y6661),Y6661/2,X6661/2),T6661)","v":""},{"$f":"IF(ISBLANK(J6661),\"\",J6661+0)","v":""},{"$f":"IF(ISBLANK(K6661),\"\",IFERROR(K6661+0,K6661))","v":""},"","",{"$f":"IF(ISBLANK(G6661),\"\",G6661)","v":""},{"$f":"IF(ISNUMBER(V6661),MONTH(V6661)*100+DAY(J6661),\"\")","v":""},{"$f":"IF(AA6661>=Z$2,IF(AA6661<=AA$2,R6661,\"\"),\"\")","v":""},""]
[null,null,null,null,null,null,null,null,null,null,null,null,null,null,null,null,null,"","","","","","","","","","","",""]
[null,null,null,null,null,null,null,null,null,null,null,null,null,null,null,null,null,"","","","","","","","","","","",""]
[null,null,null,null,null,null,null,null,null,null,null,null,null,null,null,null,null,"","","","","","","","","","","",""]
[null,null,null,null,null,null,null,null,null,null,null,null,null,null,null,null,null,"","","","","","","","","","","",""]
[null,null,null,null,null,null,null,null,null,null,null,null,null,null,null,null,null,"","","","","","","","","","","",""]
[null,null,null,null,null,null,null,null,null,null,null,null,null,null,null,null,null,"","","","","","","","","","","",""]
[null,null,null,null,null,null,null,null,null,null,null,null,null,null,null,null,null,"","","","","","","","","","","",""]
[null,null,null,null,null,null,null,null,null,null,null,null,null,null,null,null,null,"","","","","","","","","","","",""]
[null,null,null,null,null,null,null,null,null,null,null,null,null,null,null,null,null,"","","","","","","","","","","",""]
[null,null,null,null,null,null,null,null,null,null,null,null,null,null,null,null,null,"","","","","","","","","","","",""]
[null,null,null,null,null,null,null,null,null,null,null,null,null,null,null,null,null,"","","","","","","","","","","",""]
[null,null,null,null,null,null,null,null,null,null,null,null,null,null,null,null,null,"","","","","","","","","","","",""]
[null,null,null,null,null,null,null,null,null,null,null,null,null,null,null,null,null,"","","","","","","","","","","",""]
[null,null,null,null,null,null,null,null,null,null,null,null,null,null,null,null,null,"","","","","","","","","","","",""]
[null,null,null,null,null,null,null,null,null,null,null,null,null,null,null,null,null,{"$f":"IF(ISBLANK(A6789),\"\",IFERROR(A6789+5-5,A6789))","v":""},{"$f":"IF(LEFT(W6789)=\"<\",1,\"\")","v":""},{"$f":"IF(LEFT(W6789)=\"<\",0,IF(LEFT(W6789)=\"e\",IF(ISNUMBER(Y6789),Y6789,X6789),W6789))","v":""},{"$f":"IF(T6789=0,IF(ISNUMBER(Y6789),Y6789/2,X6789/2),T6789)","v":""},{"$f":"IF(ISBLANK(J6789),\"\",J6789+0)","v":""},{"$f":"IF(ISBLANK(K6789),\"\",IFERROR(K6789+0,K6789))","v":""},"","",{"$f":"IF(ISBLANK(G6789),\"\",G6789)","v":""},{"$f":"IF(ISNUMBER(V6789),MONTH(V6789)*100+DAY(J6789),\"\")","v":""},{"$f":"IF(AA6789>=Z$2,IF(AA6789<=AA$2,R6789,\"\"),\"\")","v":""},""]
[null,null,null,null,null,null,null,null,null,null,null,null,null,null,null,null,null,"","","","","","","","","","","",""]
[null,null,null,null,null,null,null,null,null,null,null,null,null,null,null,null,null,"","","","","","","","","","","",""]
[null,null,null,null,null,null,null,null,null,null,null,null,null,null,null,null,null,"","","","","","","","","","","",""]
[null,null,null,null,null,null,null,null,null,null,null,null,null,null,null,null,null,"","","","","","","","","","","",""]
[null,null,null,null,null,null,null,null,null,null,null,null,null,null,null,null,null,"","","","","","","","","","","",""]
[null,null,null,null,null,null,null,null,null,null,null,null,null,null,null,null,null,"","","","","","","","","","","",""]
[null,null,null,null,null,null,null,null,null,null,null,null,null,null,null,null,null,"","","","","","","","","","","",""]
[null,null,null,null,null,null,null,null,null,null,null,null,null,null,null,null,null,"","","","","","","","","","","",""]
[null,null,null,null,null,null,null,null,null,null,null,null,null,null,null,null,null,"","","","","","","","","","","",""]
[null,null,null,null,null,null,null,null,null,null,null,null,null,null,null,null,null,"","","","","","","","","","","",""]
[null,null,null,null,null,null,null,null,null,null,null,null,null,null,null,null,null,"","","","","","","","","","","",""]
[null,null,null,null,null,null,null,null,null,null,null,null,null,null,null,null,null,"","","","","","","","","","","",""]
[null,null,null,null,null,null,null,null,null,null,null,null,null,null,null,null,null,"","","","","","","","","","","",""]
[null,null,null,null,null,null,null,null,null,null,null,null,null,null,null,null,null,"","","","","","","","","","","",""]
[null,null,null,null,null,null,null,null,null,null,null,null,null,null,null,null,null,{"$f":"IF(ISBLANK(A6917),\"\",IFERROR(A6917+5-5,A6917))","v":""},{"$f":"IF(LEFT(W6917)=\"<\",1,\"\")","v":""},{"$f":"IF(LEFT(W6917)=\"<\",0,IF(LEFT(W6917)=\"e\",IF(ISNUMBER(Y6917),Y6917,X6917),W6917))","v":""},{"$f":"IF(T6917=0,IF(ISNUMBER(Y6917),Y6917/2,X6917/2),T6917)","v":""},{"$f":"IF(ISBLANK(J6917),\"\",J6917+0)","v":""},{"$f":"IF(ISBLANK(K6917),\"\",IFERROR(K6917+0,K6917))","v":""},"","",{"$f":"IF(ISBLANK(G6917),\"\",G6917)","v":""},{"$f":"IF(ISNUMBER(V6917),MONTH(V6917)*100+DAY(J6917),\"\")","v":""},{"$f":"IF(AA6917>=Z$2,IF(AA6917<=AA$2,R6917,\"\"),\"\")","v":""},""]
[null,null,null,null,null,null,null,null,null,null,null,null,null,null,null,null,null,"","","","","","","","","","","",""]
[null,null,null,null,null,null,null,null,null,null,null,null,null,null,null,null,null,"","","","","","","","","","","",""]
[null,null,null,null,null,null,null,null,null,null,null,null,null,null,null,null,null,"","","","","","","","","","","",""]
[null,null,null,null,null,null,null,null,null,null,null,null,null,null,null,null,null,"","","","","","","","","","","",""]
[null,null,null,null,null,null,null,null,null,null,null,null,null,null,null,null,null,"","","","","","","","","","","",""]
[null,null,null,null,null,null,null,null,null,null,null,null,null,null,null,null,null,"","","","","","","","","","","",""]
[null,null,null,null,null,null,null,null,null,null,null,null,null,null,null,null,null,"","","","","","","","","","","",{"$f":"IF(AA6980>=Z$2,IF(AA6980<=AA$2,S6980,\"\"),\"\")","v":""}]
[null,null,null,null,null,null,null,null,null,null,null,null,null,null,null,null,null,"","","","","","","","","","","",""]
[null,null,null,null,null,null,null,null,null,null,null,null,null,null,null,null,null,"","","","","","","","","","","",""]
[null,null,null,null,null,null,null,null,null,null,null,null,null,null,null,null,null,"","","","","","","","","","","",""]
[null,null,null,null,null,null,null,null,null,null,null,null,null,null,null,null,null,"","","","","","","","","","","",""]
[null,null,null,null,null,null,null,null,null,null,null,null,null,null,null,null,null,"","","","","","","","","","","",""]
[null,null,null,null,null,null,null,null,null,null,null,null,null,null,null,null,null,"","","","","","","","","","","",""]
[null,null,null,null,null,null,null,null,null,null,null,null,null,null,null,null,null,"","","","","","","","","","","",""]
[null,null,null,null,null,null,null,null,null,null,null,null,null,null,null,null,null,"","","","","","","","","","","",""]
[null,null,null,null,null,null,null,null,null,null,null,null,null,null,null,null,null,"","","","","","","","","","","",""]
[null,null,null,null,null,null,null,null,null,null,null,null,null,null,null,null,null,"","","","","","","","","","","",""]
[null,null,null,null,null,null,null,null,null,null,null,null,null,null,null,null,null,"","","","","","","","","","","",""]
[null,null,null,null,null,null,null,null,null,null,null,null,null,null,null,null,null,"","","","","","","","","","","",""]
[null,null,null,null,null,null,null,null,null,null,null,null,null,null,null,null,null,"","","","","","","","","","","",""]
[null,null,null,null,null,null,null,null,null,null,null,null,null,null,null,null,null,"","","","","","","","","","","",""]
[null,null,null,null,null,null,null,null,null,null,null,null,null,null,null,null,null,"","","","","","","","","","","",""]
[null,null,null,null,null,null,null,null,null,null,null,null,null,null,null,null,null,"","","","","","","","","","","",""]
[null,null,null,null,null,null,null,null,null,null,null,null,null,null,null,null,null,"","","","","","","","","","","",""]
[null,null,null,null,null,null,null,null,null,null,null,null,null,null,null,null,null,"","","","","","","","","","","",""]
[null,null,null,null,null,null,null,null,null,null,null,null,null,null,null,null,null,"","","","","","","","","","","",""]
[null,null,null,null,null,null,null,null,null,null,null,null,null,null,null,null,null,"","","","","","","","","","","",""]
[null,null,null,null,null,null,null,null,null,null,null,null,null,null,null,null,null,"","","","","","","","","","","",""]
[null,null,null,null,null,null,null,null,null,null,null,null,null,null,null,null,null,"","","","","","","","","","","",""]
[null,null,null,null,null,null,null,null,null,null,null,null,null,null,null,null,null,"","","","","","","","","","","",""]
[null,null,null,null,null,null,null,null,null,null,null,null,null,null,null,null,null,"","","","","","","","","","","",""]
[null,null,null,null,null,null,null,null,null,null,null,null,null,null,null,null,null,"","","","","","","","","","","",""]
[null,null,null,null,null,null,null,null,null,null,null,null,null,null,null,null,null,"","","","","","","","","","","",""]
[null,null,null,null,null,null,null,null,null,null,null,null,null,null,null,null,null,"","","","","","","","","","","",""]
[null,null,null,null,null,null,null,null,null,null,null,null,null,null,null,null,null,"","","","","","","","","","","",""]
[null,null,null,null,null,null,null,null,null,null,null,null,null,null,null,null,null,"","","","","","","","","","","",""]
[null,null,null,null,null,null,null,null,null,null,null,null,null,null,null,null,null,"","","","","","","","","","","",""]
[null,null,null,null,null,null,null,null,null,null,null,null,null,null,null,null,null,"","","","","","","","","","","",""]
[null,null,null,null,null,null,null,null,null,null,null,null,null,null,null,null,null,"","","","","","","","","","","",""]
[null,null,null,null,null,null,null,null,null,null,null,null,null,null,null,null,null,"","","","","","","","","","","",""]
[null,null,null,null,null,null,null,null,null,null,null,null,null,null,null,null,null,"","","","","","","","","","","",""]
[null,null,null,null,null,null,null,null,null,null,null,null,null,null,null,null,null,"","","","","","","","","","","",""]
[null,null,null,null,null,null,null,null,null,null,null,null,null,null,null,null,null,"","","","","","","","","","","",""]
[null,null,null,null,null,null,null,null,null,null,null,null,null,null,null,null,null,"","","","","","","","","","","",""]
[null,null,null,null,null,null,null,null,null,null,null,null,null,null,null,null,null,"","","","","","","","","","","",""]
[null,null,null,null,null,null,null,null,null,null,null,null,null,null,null,null,null,"","","","","","","","","","","",""]
[null,null,null,null,null,null,null,null,null,null,null,null,null,null,null,null,null,"","","","","","","","","","","",""]
[null,null,null,null,null,null,null,null,null,null,null,null,null,null,null,null,null,"","","","","","","","","","","",""]
[null,null,null,null,null,null,null,null,null,null,null,null,null,null,null,null,null,"","","","","","","","","","","",""]
[null,null,null,null,null,null,null,null,null,null,null,null,null,null,null,null,null,"","","","","","","","","","","",""]
[null,null,null,null,null,null,null,null,null,null,null,null,null,null,null,null,null,"","","","","","","","","","","",""]
[null,null,null,null,null,null,null,null,null,null,null,null,null,null,null,null,null,"","","","","","","","","","","",""]
[null,null,null,null,null,null,null,null,null,null,null,null,null,null,null,null,null,"","","","","","","","","","","",""]
[null,null,null,null,null,null,null,null,null,null,null,null,null,null,null,null,null,"","","","","","","","","","","",""]
[null,null,null,null,null,null,null,null,null,null,null,null,null,null,null,null,null,"","","","","","","","","","","",""]
[null,null,null,null,null,null,null,null,null,null,null,null,null,null,null,null,null,"","","","","","","","","","","",""]
[null,null,null,null,null,null,null,null,null,null,null,null,null,null,null,null,null,"","","","","","","","","","","",""]
[null,null,null,null,null,null,null,null,null,null,null,null,null,null,null,null,null,"","","","","","","","","","","",""]
[null,null,null,null,null,null,null,null,null,null,null,null,null,null,null,null,null,"","","","","","","","","","","",""]
[null,null,null,null,null,null,null,null,null,null,null,null,null,null,null,null,null,"","","","","","","","","","","",""]
[null,null,null,null,null,null,null,null,null,null,null,null,null,null,null,null,null,"","","","","","","","","","","",""]
[null,null,null,null,null,null,null,null,null,null,null,null,null,null,null,null,null,"","","","","","","","","","","",""]
[null,null,null,null,null,null,null,null,null,null,null,null,null,null,null,null,null,"","","","","","","","","","","",""]
[null,null,null,null,null,null,null,null,null,null,null,null,null,null,null,null,null,"","","","","","","","","","","",""]
[null,null,null,null,null,null,null,null,null,null,null,null,null,null,null,null,null,{"$f":"IF(ISBLANK(A7493),\"\",IFERROR(A7493+5-5,A7493))","v":""},{"$f":"IF(LEFT(W7493)=\"<\",1,\"\")","v":""},{"$f":"IF(LEFT(W7493)=\"<\",0,IF(LEFT(W7493)=\"e\",IF(ISNUMBER(Y7493),Y7493,X7493),W7493))","v":""},{"$f":"IF(T7493=0,IF(ISNUMBER(Y7493),Y7493/2,X7493/2),T7493)","v":""},{"$f":"IF(ISBLANK(J7493),\"\",J7493+0)","v":""},{"$f":"IF(ISBLANK(K7493),\"\",IFERROR(K7493+0,K7493))","v":""},"","",{"$f":"IF(ISBLANK(G7493),\"\",G7493)","v":""},{"$f":"IF(ISNUMBER(V7493),MONTH(V7493)*100+DAY(J7493),\"\")","v":""},{"$f":"IF(AA7493>=Z$2,IF(AA7493<=AA$2,R7493,\"\"),\"\")","v":""},""]
[null,null,null,null,null,null,null,null,null,null,null,null,null,null,null,null,null,"","","","","","","","","","","",""]
[null,null,null,null,null,null,null,null,null,null,null,null,null,null,null,null,null,"","","","","","","","","","","",""]
[null,null,null,null,null,null,null,null,null,null,null,null,null,null,null,null,null,"","","","","","","","","","","",""]
[null,null,null,null,null,null,null,null,null,null,null,null,null,null,null,null,null,"","","","","","","","","","","",""]
[null,null,null,null,null,null,null,null,null,null,null,null,null,null,null,null,null,"","","","","","","","","","","",""]
[null,null,null,null,null,null,null,null,null,null,null,null,null,null,null,null,null,"","","","","","","","","","","",""]
[null,null,null,null,null,null,null,null,null,null,null,null,null,null,null,null,null,"","","","","","","","","","","",""]
[null,null,null,null,null,null,null,null,null,null,null,null,null,null,null,null,null,"","","","","","","","","","","",""]
[null,null,null,null,null,null,null,null,null,null,null,null,null,null,null,null,null,"","","","","","","","","","","",""]
[null,null,null,null,null,null,null,null,null,null,null,null,null,null,null,null,null,"","","","","","","","","","","",""]
[null,null,null,null,null,null,null,null,null,null,null,null,null,null,null,null,null,"","","","","","","","","","","",""]
[null,null,null,null,null,null,null,null,null,null,null,null,null,null,null,null,null,"","","","","","","","","","","",""]
[null,null,null,null,null,null,null,null,null,null,null,null,null,null,null,null,null,"","","","","","","","","","","",""]
[null,null,null,null,null,null,null,null,null,null,null,null,null,null,null,null,null,"","","","","","","","","","","",""]
[null,null,null,null,null,null,null,null,null,null,null,null,null,null,null,null,null,"","","","","","","","","","","",""]
[null,null,null,null,null,null,null,null,null,null,null,null,null,null,null,null,null,"","","","","","","","","","","",""]
[null,null,null,null,null,null,null,null,null,null,null,null,null,null,null,null,null,"","","","","","","","","","","",""]
[null,null,null,null,null,null,null,null,null,null,null,null,null,null,null,null,null,"","","","","","","","","","","",""]
[null,null,null,null,null,null,null,null,null,null,null,null,null,null,null,null,null,"","","","","","","","","","","",""]
[null,null,null,null,null,null,null,null,null,null,null,null,null,null,null,null,null,"","","","","","","","","","","",""]
[null,null,null,null,null,null,null,null,null,null,null,null,null,null,null,null,null,"","","","","","","","","","","",""]
[null,null,null,null,null,null,null,null,null,null,null,null,null,null,null,null,null,"","","","","","","","","","","",""]
[null,null,null,null,null,null,null,null,null,null,null,null,null,null,null,null,null,"","","","","","","","","","","",""]
[null,null,null,null,null,null,null,null,null,null,null,null,null,null,null,null,null,"","","","","","","","","","","",""]
[null,null,null,null,null,null,null,null,null,null,null,null,null,null,null,null,null,"","","","","","","","","","","",""]
[null,null,null,null,null,null,null,null,null,null,null,null,null,null,null,null,null,"","","","","","","","","","","",""]
[null,null,null,null,null,null,null,null,null,null,null,null,null,null,null,null,null,"","","","","","","","","","","",""]
[null,null,null,null,null,null,null,null,null,null,null,null,null,null,null,null,null,"","","","","","","","","","","",""]
[null,null,null,null,null,null,null,null,null,null,null,null,null,null,null,null,null,"","","","","","","","","","","",""]
[null,null,null,null,null,null,null,null,null,null,null,null,null,null,null,null,null,"","","","","","","","","","","",""]
[null,null,null,null,null,null,null,null,null,null,null,null,null,null,null,null,null,"","","","","","","","","","","",""]
[null,null,null,null,null,null,null,null,null,null,null,null,null,null,null,null,null,"","","","","","","","","","","",""]
[null,null,null,null,null,null,null,null,null,null,null,null,null,null,null,null,null,"","","","","","","","","","","",""]
[null,null,null,null,null,null,null,null,null,null,null,null,null,null,null,null,null,"","","","","","","","","","","",""]
[null,null,null,null,null,null,null,null,null,null,null,null,null,null,null,null,null,"","","","","","","","","","","",""]
[null,null,null,null,null,null,null,null,null,null,null,null,null,null,null,null,null,"","","","","","","","","","","",""]
[null,null,null,null,null,null,null,null,null,null,null,null,null,null,null,null,null,{"$f":"IF(ISBLANK(A7813),\"\",IFERROR(A7813+5-5,A7813))","v":""},{"$f":"IF(LEFT(W7813)=\"<\",1,\"\")","v":""},{"$f":"IF(LEFT(W7813)=\"<\",0,IF(LEFT(W7813)=\"e\",IF(ISNUMBER(Y7813),Y7813,X7813),W7813))","v":""},{"$f":"IF(T7813=0,IF(ISNUMBER(Y7813),Y7813/2,X7813/2),T7813)","v":""},{"$f":"IF(ISBLANK(J7813),\"\",J7813+0)","v":""},{"$f":"IF(ISBLANK(K7813),\"\",IFERROR(K7813+0,K7813))","v":""},"","",{"$f":"IF(ISBLANK(G7813),\"\",G7813)","v":""},{"$f":"IF(ISNUMBER(V7813),MONTH(V7813)*100+DAY(J7813),\"\")","v":""},{"$f":"IF(AA7813>=Z$2,IF(AA7813<=AA$2,R7813,\"\"),\"\")","v":""},""]
[null,null,null,null,null,null,null,null,null,null,null,null,null,null,null,null,null,"","","","","","","","","","","",""]
[null,null,null,null,null,null,null,null,null,null,null,null,null,null,null,null,null,"","","","","","","","","","","",""]
[null,null,null,null,null,null,null,null,null,null,null,null,null,null,null,null,null,"","","","","","","","","","","",""]
[null,null,null,null,null,null,null,null,null,null,null,null,null,null,null,null,null,"","","","","","","","","","","",""]
[null,null,null,null,null,null,null,null,null,null,null,null,null,null,null,null,null,"","","","","","","","","","","",""]
[null,null,null,null,null,null,null,null,null,null,null,null,null,null,null,null,null,"","","","","","","","","","","",""]
[null,null,null,null,null,null,null,null,null,null,null,null,null,null,null,null,null,"","","","","","","","","","","",{"$f":"IF(AA7876>=Z$2,IF(AA7876<=AA$2,S7876,\"\"),\"\")","v":""}]
[null,null,null,null,null,null,null,null,null,null,null,null,null,null,null,null,null,"","","","","","","","","","","",""]
[null,null,null,null,null,null,null,null,null,null,null,null,null,null,null,null,null,"","","","","","","","","","","",""]
[null,null,null,null,null,null,null,null,null,null,null,null,null,null,null,null,null,"","","","","","","","","","","",""]
[null,null,null,null,null,null,null,null,null,null,null,null,null,null,null,null,null,"","","","","","","","","","","",""]
[null,null,null,null,null,null,null,null,null,null,null,null,null,null,null,null,null,"","","","","","","","","","","",""]
[null,null,null,null,null,null,null,null,null,null,null,null,null,null,null,null,null,"","","","","","","","","","","",""]
[null,null,null,null,null,null,null,null,null,null,null,null,null,null,null,null,null,"","","","","","","","","","","",""]
[null,null,null,null,null,null,null,null,null,null,null,null,null,null,null,null,null,"","","","","","","","","","","",""]
[null,null,null,null,null,null,null,null,null,null,null,null,null,null,null,null,null,"","","","","","","","","","","",""]
[null,null,null,null,null,null,null,null,null,null,null,null,null,null,null,null,null,"","","","","","","","","","","",""]
[null,null,null,null,null,null,null,null,null,null,null,null,null,null,null,null,null,"","","","","","","","","","","",""]
[null,null,null,null,null,null,null,null,null,null,null,null,null,null,null,null,null,"","","","","","","","","","","",""]
[null,null,null,null,null,null,null,null,null,null,null,null,null,null,null,null,null,"","","","","","","","","","","",""]
[null,null,null,null,null,null,null,null,null,null,null,null,null,null,null,null,null,"","","","","","","","","","","",""]
[null,null,null,null,null,null,null,null,null,null,null,null,null,null,null,null,null,"","","","","","","","","","","",{"$f":"IF(AA8004>=Z$2,IF(AA8004<=AA$2,S8004,\"\"),\"\")","v":""}]
[null,null,null,null,null,null,null,null,null,null,null,null,null,null,null,null,null,"","","","","","","","","","","",""]
[null,null,null,null,null,null,null,null,null,null,null,null,null,null,null,null,null,"","","","","","","","","","","",""]
[null,null,null,null,null,null,null,null,null,null,null,null,null,null,null,null,null,"","","","","","","","","","","",""]
[null,null,null,null,null,null,null,null,null,null,null,null,null,null,null,null,null,"","","","","","","","","","","",""]
[null,null,null,null,null,null,null,null,null,null,null,null,null,null,null,null,null,"","","","","","","","","","","",""]
[null,null,null,null,null,null,null,null,null,null,null,null,null,null,null,null,null,"","","","","","","","","","","",""]
[null,null,null,null,null,null,null,null,null,null,null,null,null,null,null,null,null,"","","","","","","","","","","",""]
[null,null,null,null,null,null,null,null,null,null,null,null,null,null,null,null,null,"","","","","","","","","","","",""]
[null,null,null,null,null,null,null,null,null,null,null,null,null,null,null,null,null,"","","","","","","","","","","",""]
[null,null,null,null,null,null,null,null,null,null,null,null,null,null,null,null,null,"","","","","","","","","","","",""]
[null,null,null,null,null,null,null,null,null,null,null,null,null,null,null,null,null,"","","","","","","","","","","",""]
[null,null,null,null,null,null,null,null,null,null,null,null,null,null,null,null,null,"","","","","","","","","","","",""]
[null,null,null,null,null,null,null,null,null,null,null,null,null,null,null,null,null,"","","","","","","","","","","",""]
[null,null,null,null,null,null,null,null,null,null,null,null,null,null,null,null,null,"","","","","","","","","","","",""]
[null,null,null,null,null,null,null,null,null,null,null,null,null,null,null,null,null,{"$f":"IF(ISBLANK(A8133),\"\",IFERROR(A8133+5-5,A8133))","v":""},{"$f":"IF(LEFT(W8133)=\"<\",1,\"\")","v":""},{"$f":"IF(LEFT(W8133)=\"<\",0,IF(LEFT(W8133)=\"e\",IF(ISNUMBER(Y8133),Y8133,X8133),W8133))","v":""},{"$f":"IF(T8133=0,IF(ISNUMBER(Y8133),Y8133/2,X8133/2),T8133)","v":""},{"$f":"IF(ISBLANK(J8133),\"\",J8133+0)","v":""},{"$f":"IF(ISBLANK(K8133),\"\",IFERROR(K8133+0,K8133))","v":""},"","",{"$f":"IF(ISBLANK(G8133),\"\",G8133)","v":""},{"$f":"IF(ISNUMBER(V8133),MONTH(V8133)*100+DAY(J8133),\"\")","v":""},{"$f":"IF(AA8133>=Z$2,IF(AA8133<=AA$2,R8133,\"\"),\"\")","v":""},""]
[null,null,null,null,null,null,null,null,null,null,null,null,null,null,null,null,null,"","","","","","","","","","","",""]
[null,null,null,null,null,null,null,null,null,null,null,null,null,null,null,null,null,"","","","","","","","","","","",""]
[null,null,null,null,null,null,null,null,null,null,null,null,null,null,null,null,null,"","","","","","","","","","","",""]
[null,null,null,null,null,null,null,null,null,null,null,null,null,null,null,null,null,"","","","","","","","","","","",""]
[null,null,null,null,null,null,null,null,null,null,null,null,null,null,null,null,null,"","","","","","","","","","","",""]
[null,null,null,null,null,null,null,null,null,null,null,null,null,null,null,null,null,"","","","","","","","","","","",""]
[null,null,null,null,null,null,null,null,null,null,null,null,null,null,null,null,null,"","","","","","","","","","","",{"$f":"IF(AA8196>=Z$2,IF(AA8196<=AA$2,S8196,\"\"),\"\")","v":""}]
[null,null,null,null,null,null,null,null,null,null,null,null,null,null,null,null,null,"","","","","","","","","","","",""]
[null,null,null,null,null,null,null,null,null,null,null,null,null,null,null,null,null,"","","","","","","","","","","",""]
[null,null,null,null,null,null,null,null,null,null,null,null,null,null,null,null,null,"","","","","","","","","","","",""]
[null,null,null,null,null,null,null,null,null,null,null,null,null,null,null,null,null,"","","","","","","","","","","",""]
[null,null,null,null,null,null,null,null,null,null,null,null,null,null,null,null,null,"","","","","","","","","","","",""]
[null,null,null,null,null,null,null,null,null,null,null,null,null,null,null,null,null,"","","","","","","","","","","",""]
[null,null,null,null,null,null,null,null,null,null,null,null,null,null,null,null,null,"","","","","","","","","","","",""]
[null,null,null,null,null,null,null,null,null,null,null,null,null,null,null,null,null,"","","","","","","","","","","",""]
[null,null,null,null,null,null,null,null,null,null,null,null,null,null,null,null,null,"","","","","","","","","","","",""]
[null,null,null,null,null,null,null,null,null,null,null,null,null,null,null,null,null,"","","","","","","","","","","",""]
[null,null,null,null,null,null,null,null,null,null,null,null,null,null,null,null,null,"","","","","","","","","","","",""]
[null,null,null,null,null,null,null,null,null,null,null,null,null,null,null,null,null,"","","","","","","","","","","",""]
[null,null,null,null,null,null,null,null,null,null,null,null,null,null,null,null,null,"","","","","","","","","","","",""]
[null,null,null,null,null,null,null,null,null,null,null,null,null,null,null,null,null,"","","","","","","","","","","",""]
[null,null,null,null,null,null,null,null,null,null,null,null,null,null,null,null,null,"","","","","","","","","","","",""]
[null,null,null,null,null,null,null,null,null,null,null,null,null,null,null,null,null,"","","","","","","","","","","",""]
[null,null,null,null,null,null,null,null,null,null,null,null,null,null,null,null,null,"","","","","","","","","","","",""]
[null,null,null,null,null,null,null,null,null,null,null,null,null,null,null,null,null,"","","","","","","","","","","",""]
[null,null,null,null,null,null,null,null,null,null,null,null,null,null,null,null,null,"","","","","","","","","","","",""]
[null,null,null,null,null,null,null,null,null,null,null,null,null,null,null,null,null,"","","","","","","","","","","",""]
[null,null,null,null,null,null,null,null,null,null,null,null,null,null,null,null,null,"","","","","","","","","","","",""]
[null,null,null,null,null,null,null,null,null,null,null,null,null,null,null,null,null,"","","","","","","","","","","",""]
[null,null,null,null,null,null,null,null,null,null,null,null,null,null,null,null,null,"","","","","","","","","","","",""]
[null,null,null,null,null,null,null,null,null,null,null,null,null,null,null,null,null,"","","","","","","","","","","",""]
[null,null,null,null,null,null,null,null,null,null,null,null,null,null,null,null,null,"","","","","","","","","","","",""]
[null,null,null,null,null,null,null,null,null,null,null,null,null,null,null,null,null,"","","","","","","","","","","",""]
[null,null,null,null,null,null,null,null,null,null,null,null,null,null,null,null,null,"","","","","","","","","","","",""]
[null,null,null,null,null,null,null,null,null,null,null,null,null,null,null,null,null,"","","","","","","","","","","",""]
[null,null,null,null,null,null,null,null,null,null,null,null,null,null,null,null,null,"","","","","","","","","","","",{"$f":"IF(AA8452>=Z$2,IF(AA8452<=AA$2,S8452,\"\"),\"\")","v":""}]
[null,null,null,null,null,null,null,null,null,null,null,null,null,null,null,null,null,"","","","","","","","","","","",""]
[null,null,null,null,null,null,null,null,null,null,null,null,null,null,null,null,null,"","","","","","","","","","","",""]
[null,null,null,null,null,null,null,null,null,null,null,null,null,null,null,null,null,"","","","","","","","","","","",""]
[null,null,null,null,null,null,null,null,null,null,null,null,null,null,null,null,null,"","","","","","","","","","","",""]
[null,null,null,null,null,null,null,null,null,null,null,null,null,null,null,null,null,"","","","","","","","","","","",""]
[null,null,null,null,null,null,null,null,null,null,null,null,null,null,null,null,null,"","","","","","","","","","","",""]
[null,null,null,null,null,null,null,null,null,null,null,null,null,null,null,null,null,"","","","","","","","","","","",""]
[null,null,null,null,null,null,null,null,null,null,null,null,null,null,null,null,null,"","","","","","","","","","","",""]
[null,null,null,null,null,null,null,null,null,null,null,null,null,null,null,null,null,"","","","","","","","","","","",""]
[null,null,null,null,null,null,null,null,null,null,null,null,null,null,null,null,null,"","","","","","","","","","","",""]
[null,null,null,null,null,null,null,null,null,null,null,null,null,null,null,null,null,"","","","","","","","","","","",""]
[null,null,null,null,null,null,null,null,null,null,null,null,null,null,null,null,null,"","","","","","","","","","","",""]
[null,null,null,null,null,null,null,null,null,null,null,null,null,null,null,null,null,"","","","","","","","","","","",""]
[null,null,null,null,null,null,null,null,null,null,null,null,null,null,null,null,null,"","","","","","","","","","","",""]
[null,null,null,null,null,null,null,null,null,null,null,null,null,null,null,null,null,"","","","","","","","","","","",""]
[null,null,null,null,null,null,null,null,null,null,null,null,null,null,null,null,null,"","","","","","","","","","","",""]
[null,null,null,null,null,null,null,null,null,null,null,null,null,null,null,null,null,"","","","","","","","","","","",""]
[null,null,null,null,null,null,null,null,null,null,null,null,null,null,null,null,null,"","","","","","","","","","","",""]
[null,null,null,null,null,null,null,null,null,null,null,null,null,null,null,null,null,"","","","","","","","","","","",""]
[null,null,null,null,null,null,null,null,null,null,null,null,null,null,null,null,null,"","","","","","","","","","","",""]
[null,null,null,null,null,null,null,null,null,null,null,null,null,null,null,null,null,"","","","","","","","","","","",""]
[null,null,null,null,null,null,null,null,null,null,null,null,null,null,null,null,null,"","","","","","","","","","","",""]
[null,null,null,null,null,null,null,null,null,null,null,null,null,null,null,null,null,"","","","","","","","","","","",""]
[null,null,null,null,null,null,null,null,null,null,null,null,null,null,null,null,null,"","","","","","","","","","","",""]
[null,null,null,null,null,null,null,null,null,null,null,null,null,null,null,null,null,"","","","","","","","","","","",""]
[null,null,null,null,null,null,null,null,null,null,null,null,null,null,null,null,null,"","","","","","","","","","","",""]
[null,null,null,null,null,null,null,null,null,null,null,null,null,null,null,null,null,"","","","","","","","","","","",""]
[null,null,null,null,null,null,null,null,null,null,null,null,null,null,null,null,null,"","","","","","","","","","","",""]
[null,null,null,null,null,null,null,null,null,null,null,null,null,null,null,null,null,"","","","","","","","","","","",{"$f":"IF(AA8708>=Z$2,IF(AA8708<=AA$2,S8708,\"\"),\"\")","v":""}]
[null,null,null,null,null,null,null,null,null,null,null,null,null,null,null,null,null,"","","","","","","","","","","",""]
[null,null,null,null,null,null,null,null,null,null,null,null,null,null,null,null,null,"","","","","","","","","","","",""]
[null,null,null,null,null,null,null,null,null,null,null,null,null,null,null,null,null,"","","","","","","","","","","",""]
[null,null,null,null,null,null,null,null,null,null,null,null,null,null,null,null,null,"","","","","","","","","","","",""]
[null,null,null,null,null,null,null,null,null,null,null,null,null,null,null,null,null,"","","","","","","","","","","",""]
[null,null,null,null,null,null,null,null,null,null,null,null,null,null,null,null,null,"","","","","","","","","","","",""]
[null,null,null,null,null,null,null,null,null,null,null,null,null,null,null,null,null,"","","","","","","","","","","",""]
[null,null,null,null,null,null,null,null,null,null,null,null,null,null,null,null,null,"","","","","","","","","","","",""]
[null,null,null,null,null,null,null,null,null,null,null,null,null,null,null,null,null,"","","","","","","","","","","",""]
[null,null,null,null,null,null,null,null,null,null,null,null,null,null,null,null,null,"","","","","","","","","","","",""]
[null,null,null,null,null,null,null,null,null,null,null,null,null,null,null,null,null,"","","","","","","","","","","",""]
[null,null,null,null,null,null,null,null,null,null,null,null,null,null,null,null,null,"","","","","","","","","","","",""]
[null,null,null,null,null,null,null,null,null,null,null,null,null,null,null,null,null,"","","","","","","","","","","",""]
[null,null,null,null,null,null,null,null,null,null,null,null,null,null,null,null,null,"","","","","","","","","","","",""]
[null,null,null,null,null,null,null,null,null,null,null,null,null,null,null,null,null,"","","","","","","","","","","",""]
[null,null,null,null,null,null,null,null,null,null,null,null,null,null,null,null,null,"","","","","","","","","","","",""]
[null,null,null,null,null,null,null,null,null,null,null,null,null,null,null,null,null,"","","","","","","","","","","",""]
[null,null,null,null,null,null,null,null,null,null,null,null,null,null,null,null,null,"","","","","","","","","","","",""]
[null,null,null,null,null,null,null,null,null,null,null,null,null,null,null,null,null,"","","","","","","","","","","",""]
[null,null,null,null,null,null,null,null,null,null,null,null,null,null,null,null,null,"","","","","","","","","","","",""]
[null,null,null,null,null,null,null,null,null,null,null,null,null,null,null,null,null,"","","","","","","","","","","",""]
[null,null,null,null,null,null,null,null,null,null,null,null,null,null,null,null,null,"","","","","","","","","","","",{"$f":"IF(AA8900>=Z$2,IF(AA8900<=AA$2,S8900,\"\"),\"\")","v":""}]
[null,null,null,null,null,null,null,null,null,null,null,null,null,null,null,null,null,"","","","","","","","","","","",""]
[null,null,null,null,null,null,null,null,null,null,null,null,null,null,null,null,null,"","","","","","","","","","","",""]
[null,null,null,null,null,null,null,null,null,null,null,null,null,null,null,null,null,"","","","","","","","","","","",""]
[null,null,null,null,null,null,null,null,null,null,null,null,null,null,null,null,null,"","","","","","","","","","","",""]
[null,null,null,null,null,null,null,null,null,null,null,null,null,null,null,null,null,"","","","","","","","","","","",""]
[null,null,null,null,null,null,null,null,null,null,null,null,null,null,null,null,null,"","","","","","","","","","","",""]
[null,null,null,null,null,null,null,null,null,null,null,null,null,null,null,null,null,"","","","","","","","","","","",""]
[null,null,null,null,null,null,null,null,null,null,null,null,null,null,null,null,null,"","","","","","","","","","","",""]
[null,null,null,null,null,null,null,null,null,null,null,null,null,null,null,null,null,"","","","","","","","","","","",""]
[null,null,null,null,null,null,null,null,null,null,null,null,null,null,null,null,null,"","","","","","","","","","","",""]
[null,null,null,null,null,null,null,null,null,null,null,null,null,null,null,null,null,"","","","","","","","","","","",""]
[null,null,null,null,null,null,null,null,null,null,null,null,null,null,null,null,null,"","","","","","","","","","","",""]
[null,null,null,null,null,null,null,null,null,null,null,null,null,null,null,null,null,"","","","","","","","","","","",""]
[null,null,null,null,null,null,null,null,null,null,null,null,null,null,null,null,null,"","","","","","",{"$f":"IF(ISBLANK(L9021),\"\",VALUE(L9021))","v":""},"","","","",""]
[null,null,null,null,null,null,null,null,null,null,null,null,null,null,null,null,null,"","","","","","","","","","","",{"$f":"IF(AA9028>=Z$2,IF(AA9028<=AA$2,S9028,\"\"),\"\")","v":""}]
[null,null,null,null,null,null,null,null,null,null,null,null,null,null,null,null,null,"","","","","","","","","","","",""]
[null,null,null,null,null,null,null,null,null,null,null,null,null,null,null,null,null,"","","","","","","","","","","",""]
[null,null,null,null,null,null,null,null,null,null,null,null,null,null,null,null,null,"","","","","","","","","","","",""]
[null,null,null,null,null,null,null,null,null,null,null,null,null,null,null,null,null,"","","","","","","","","","","",""]
[null,null,null,null,null,null,null,null,null,null,null,null,null,null,null,null,null,"","","","","","","","","","","",""]
[null,null,null,null,null,null,null,null,null,null,null,null,null,null,null,null,null,"","","","","","","","","","","",""]
[null,null,null,null,null,null,null,null,null,null,null,null,null,null,null,null,null,"","","","","","","","","","","",""]
[null,null,null,null,null,null,null,null,null,null,null,null,null,null,null,null,null,"","","","","","","","","","","",""]
[null,null,null,null,null,null,null,null,null,null,null,null,null,null,null,null,null,"","","","","","","","","","","",""]
[null,null,null,null,null,null,null,null,null,null,null,null,null,null,null,null,null,"","","","","","","","","","","",""]
[null,null,null,null,null,null,null,null,null,null,null,null,null,null,null,null,null,"","","","","","","","","","","",""]
[null,null,null,null,null,null,null,null,null,null,null,null,null,null,null,null,null,"","","","","","","","","","","",""]
[null,null,null,null,null,null,null,null,null,null,null,null,null,null,null,null,null,"","","","","","","","","","","",""]
[null,null,null,null,null,null,null,null,null,null,null,null,null,null,null,null,null,"","","","","","","","","","","",""]
[null,null,null,null,null,null,null,null,null,null,null,null,null,null,null,null,null,"","","","","","","","","","","",""]
[null,null,null,null,null,null,null,null,null,null,null,null,null,null,null,null,null,"","","","","","","","","","","",""]
[null,null,null,null,null,null,null,null,null,null,null,null,null,null,null,null,null,"","","","","","","","","","","",""]
[null,null,null,null,null,null,null,null,null,null,null,null,null,null,null,null,null,"","","","","","","","","","","",""]
[null,null,null,null,null,null,null,null,null,null,null,null,null,null,null,null,null,"","","","","","","","","","","",""]
[null,null,null,null,null,null,null,null,null,null,null,null,null,null,null,null,null,"","","","","","","","","","","",""]
[null,null,null,null,null,null,null,null,null,null,null,null,null,null,null,null,null,"","","","","","","","","","","",""]
[null,null,null,null,null,null,null,null,null,null,null,null,null,null,null,null,null,"","","","","","","","","","","",""]
[null,null,null,null,null,null,null,null,null,null,null,null,null,null,null,null,null,"","","","","","","","","","","",""]
[null,null,null,null,null,null,null,null,null,null,null,null,null,null,null,null,null,"","","","","","","","","","","",""]
[null,null,null,null,null,null,null,null,null,null,null,null,null,null,null,null,null,"","","","","","","","","","","",""]
[null,null,null,null,null,null,null,null,null,null,null,null,null,null,null,null,null,"","","","","","","","","","","",""]
[null,null,null,null,null,null,null,null,null,null,null,null,null,null,null,null,null,"","","","","","","","","","","",""]
[null,null,null,null,null,null,null,null,null,null,null,null,null,null,null,null,null,"","","","","","","","","","","",""]
[null,null,null,null,null,null,null,null,null,null,null,null,null,null,null,null,null,"","","","","","","","","","","",""]
[null,null,null,null,null,null,null,null,null,null,null,null,null,null,null,null,null,"","","","","","","","","","","",""]
[null,null,null,null,null,null,null,null,null,null,null,null,null,null,null,null,null,"","","","","","","","","","","",""]
[null,null,null,null,null,null,null,null,null,null,null,null,null,null,null,null,null,"","","","","","","","","","","",""]
[null,null,null,null,null,null,null,null,null,null,null,null,null,null,null,null,null,"","","","","","","","","","","",""]
[null,null,null,null,null,null,null,null,null,null,null,null,null,null,null,null,null,"","","","","","","","","","","",""]
[null,null,null,null,null,null,null,null,null,null,null,null,null,null,null,null,null,"","","","","","","","","","","",""]
[null,null,null,null,null,null,null,null,null,null,null,null,null,null,null,null,null,"","","","","","","","","","","",""]
[null,null,null,null,null,null,null,null,null,null,null,null,null,null,null,null,null,"","","","","","","","","","","",""]
[null,null,null,null,null,null,null,null,null,null,null,null,null,null,null,null,null,"","","","","","","","","","","",""]
[null,null,null,null,null,null,null,null,null,null,null,null,null,null,null,null,null,"","","","","","","","","","","",""]
[null,null,null,null,null,null,null,null,null,null,null,null,null,null,null,null,null,"","","","","","","","","","","",""]
[null,null,null,null,null,null,null,null,null,null,null,null,null,null,null,null,null,"","","","","","","","","","","",""]
[null,null,null,null,null,null,null,null,null,null,null,null,null,null,null,null,null,"","","","","","","","","","","",""]
[null,null,null,null,null,null,null,null,null,null,null,null,null,null,null,null,null,"","","","","","","","","","","",""]
[null,null,null,null,null,null,null,null,null,null,null,null,null,null,null,null,null,"","","","","","","","","","","",""]
[null,null,null,null,null,null,null,null,null,null,null,null,null,null,null,null,null,"","","","","","","","","","","",""]
[null,null,null,null,null,null,null,null,null,null,null,null,null,null,null,null,null,"","","","","","","","","","","",""]
[null,null,null,null,null,null,null,null,null,null,null,null,null,null,null,null,null,"","","","","","","","","","","",""]
[null,null,null,null,null,null,null,null,null,null,null,null,null,null,null,null,null,"","","","","","","","","","","",""]
[null,null,null,null,null,null,null,null,null,null,null,null,null,null,null,null,null,"","","","","","","","","","","",""]
[null,null,null,null,null,null,null,null,null,null,null,null,null,null,null,null,null,"","","","","","","","","","","",""]
[null,null,null,null,null,null,null,null,null,null,null,null,null,null,null,null,null,"","","","","","","","","","","",""]
[null,null,null,null,null,null,null,null,null,null,null,null,null,null,null,null,null,"","","","","","","","","","","",""]
[null,null,null,null,null,null,null,null,null,null,null,null,null,null,null,null,null,"","","","","","","","","","","",""]
[null,null,null,null,null,null,null,null,null,null,null,null,null,null,null,null,null,"","","","","","","","","","","",""]
[null,null,null,null,null,null,null,null,null,null,null,null,null,null,null,null,null,"","","","","","","","","","","",""]
[null,null,null,null,null,null,null,null,null,null,null,null,null,null,null,null,null,"","","","","","","","","","","",""]
[null,null,null,null,null,null,null,null,null,null,null,null,null,null,null,null,null,"","","","","","","","","","","",""]
[null,null,null,null,null,null,null,null,null,null,null,null,null,null,null,null,null,"","","","","","",{"$f":"IF(ISBLANK(L9533),\"\",VALUE(L9533))","v":""},"","","","",""]
[null,null,null,null,null,null,null,null,null,null,null,null,null,null,null,null,null,"","","","","","","","","","","",""]
[null,null,null,null,null,null,null,null,null,null,null,null,null,null,null,null,null,"","","","","","","","","","","",""]
[null,null,null,null,null,null,null,null,null,null,null,null,null,null,null,null,null,"","","","","","","","","","","",""]
[null,null,null,null,null,null,null,null,null,null,null,null,null,null,null,null,null,"","","","","","","","","","","",""]
[null,null,null,null,null,null,null,null,null,null,null,null,null,null,null,null,null,"","","","","","","","","","","",""]
[null,null,null,null,null,null,null,null,null,null,null,null,null,null,null,null,null,"","","","","","","","","","","",""]
[null,null,null,null,null,null,null,null,null,null,null,null,null,null,null,null,null,"","","","","","","","","","","",""]
[null,null,null,null,null,null,null,null,null,null,null,null,null,null,null,null,null,"","","","","","","","","","","",""]
[null,null,null,null,null,null,null,null,null,null,null,null,null,null,null,null,null,"","","","","","","","","","","",""]
[null,null,null,null,null,null,null,null,null,null,null,null,null,null,null,null,null,"","","","","","","","","","","",""]
[null,null,null,null,null,null,null,null,null,null,null,null,null,null,null,null,null,"","","","","","","","","","","",""]
[null,null,null,null,null,null,null,null,null,null,null,null,null,null,null,null,null,"","","","","","","","","","","",""]
[null,null,null,null,null,null,null,null,null,null,null,null,null,null,null,null,null,"","","","","","","","","","","",""]
[null,null,null,null,null,null,null,null,null,null,null,null,null,null,null,null,null,"","","","","","","","","","","",""]
[null,null,null,null,null,null,null,null,null,null,null,null,null,null,null,null,null,"","","","","","","","","","","",""]
[null,null,null,null,null,null,null,null,null,null,null,null,null,null,null,null,null,"","","","","","","","","","","",""]
[null,null,null,null,null,null,null,null,null,null,null,null,null,null,null,null,null,"","","","","","","","","","","",""]
[null,null,null,null,null,null,null,null,null,null,null,null,null,null,null,null,null,"","","","","","","","","","","",""]
[null,null,null,null,null,null,null,null,null,null,null,null,null,null,null,null,null,"","","","","","","","","","","",""]
[null,null,null,null,null,null,null,null,null,null,null,null,null,null,null,null,null,"","","","","","","","","","","",""]
[null,null,null,null,null,null,null,null,null,null,null,null,null,null,null,null,null,"","","","","","","","","","","",""]
[null,null,null,null,null,null,null,null,null,null,null,null,null,null,null,null,null,"","","","","","","","","","","",""]
[null,null,null,null,null,null,null,null,null,null,null,null,null,null,null,null,null,"","","","","","","","","","","",""]
[null,null,null,null,null,null,null,null,null,null,null,null,null,null,null,null,null,"","","","","","","","","","","",""]
[null,null,null,null,null,null,null,null,null,null,null,null,null,null,null,null,null,"","","","","","","","","","","",""]
[null,null,null,null,null,null,null,null,null,null,null,null,null,null,null,null,null,"","","","","","","","","","","",""]
[null,null,null,null,null,null,null,null,null,null,null,null,null,null,null,null,null,"","","","","","","","","","","",""]
[null,null,null,null,null,null,null,null,null,null,null,null,null,null,null,null,null,"","","","","","","","","","","",""]
[null,null,null,null,null,null,null,null,null,null,null,null,null,null,null,null,null,"","","","","","","","","","","",""]
[null,null,null,null,null,null,null,null,null,null,null,null,null,null,null,null,null,"","","","","","","","","","","",""]
[null,null,null,null,null,null,null,null,null,null,null,null,null,null,null,null,null,"","","","","","","","","","","",""]
[null,null,null,null,null,null,null,null,null,null,null,null,null,null,null,null,null,"","","","","","","","","","","",""]
[null,null,null,null,null,null,null,null,null,null,null,null,null,null,null,null,null,"","","","","","","","","","","",""]
[null,null,null,null,null,null,null,null,null,null,null,null,null,null,null,null,null,"","","","","","","","","","","",""]
[null,null,null,null,null,null,null,null,null,null,null,null,null,null,null,null,null,"","","","","","","","","","","",""]
[null,null,null,null,null,null,null,null,null,null,null,null,null,null,null,null,null,"","","","","","","","","","","",""]
[null,null,null,null,null,null,null,null,null,null,null,null,null,null,null,null,null,"","","","","","","","","","","",""]
[null,null,null,null,null,null,null,null,null,null,null,null,null,null,null,null,null,"","","","","","","","","","","",""]
[null,null,null,null,null,null,null,null,null,null,null,null,null,null,null,null,null,"","","","","","","","","","","",""]
[null,null,null,null,null,null,null,null,null,null,null,null,null,null,null,null,null,"","","","","","","","","","","",""]
[null,null,null,null,null,null,null,null,null,null,null,null,null,null,null,null,null,"","","","","","","","","","","",""]
[null,null,null,null,null,null,null,null,null,null,null,null,null,null,null,null,null,"","","","","","","","","","","",""]
[null,null,null,null,null,null,null,null,null,null,null,null,null,null,null,null,null,"","","","","","","","","","","",""]
[null,null,null,null,null,null,null,null,null,null,null,null,null,null,null,null,null,"","","","","","","","","","","",""]
[null,null,null,null,null,null,null,null,null,null,null,null,null,null,null,null,null,"","","","","","","","","","","",""]
[null,null,null,null,null,null,null,null,null,null,null,null,null,null,null,null,null,"","","","","","","","","","","",""]
[null,null,null,null,null,null,null,null,null,null,null,null,null,null,null,null,null,"","","","","","","","","","","",""]
[null,null,null,null,null,null,null,null,null,null,null,null,null,null,null,null,null,"","","","","","","","","","","",""]
[null,null,null,null,null,null,null,null,null,null,null,null,null,null,null,null,null,"","","","","","","","","","","",""]
[null,null,null,null,null,null,null,null,null,null,null,null,null,null,null,null,null,"","","","","","","","","","","",""]
[null,null,null,null,null,null,null,null,null,null,null,null,null,null,null,null,null,"","","","","","","","","","","",""]
[null,null,null,null,null,null,null,null,null,null,null,null,null,null,null,null,null,"","","","","","","","","","","",""]
[null,null,null,null,null,null,null,null,null,null,null,null,null,null,null,null,null,"","","","","","","","","","","",""]
[null,null,null,null,null,null,null,null,null,null,null,null,null,null,null,null,null,"","","","","","","","","","","",""]
[null,null,null,null,null,null,null,null,null,null,null,null,null,null,null,null,null,"","","","","","","","","","","",""]
[null,null,null,null,null,null,null,null,null,null,null,null,null,null,null,null,null,"","","","","","","","","","","",""]
[null,null,null,null,null,null,null,null,null,null,null,null,null,null,null,null,null,"","","","","","","","","","","",""]
[null,null,null,null,null,null,null,null,null,null,null,null,null,null,null,null,null,"","","","","","","","","","","",""]
[null,null,null,null,null,null,null,null,null,null,null,null,null,null,null,null,null,"","","","","","","","","","","",""]
[null,null,null,null,null,null,null,null,null,null,null,null,null,null,null,null,null,"","","","","","","","","","","",""]
[null,null,null,null,null,null,null,null,null,null,null,null,null,null,null,null,null,"","","","","","","","","","","",""]
[null,null,null,null,null,null,null,null,null,null,null,null,null,null,null,null,null,"","","","","","",{"$f":"IF(ISBLANK(L9789),\"\",VALUE(L9789))","v":""},"","","","",""]
[null,null,null,null,null,null,null,null,null,null,null,null,null,null,null,null,null,"","","","","","","","","","","",""]
[null,null,null,null,null,null,null,null,null,null,null,null,null,null,null,null,null,"","","","","","","","","","","",""]
[null,null,null,null,null,null,null,null,null,null,null,null,null,null,null,null,null,"","","","","","","","","","","",""]
[null,null,null,null,null,null,null,null,null,null,null,null,null,null,null,null,null,"","","","","","","","","","","",""]
[null,null,null,null,null,null,null,null,null,null,null,null,null,null,null,null,null,"","","","","","","","","","","",""]
[null,null,null,null,null,null,null,null,null,null,null,null,null,null,null,null,null,"","","","","","","","","","","",""]
[null,null,null,null,null,null,null,null,null,null,null,null,null,null,null,null,null,"","","","","","","","","","","",{"$f":"IF(AA9796>=Z$2,IF(AA9796<=AA$2,S9796,\"\"),\"\")","v":""}]
[null,null,null,null,null,null,null,null,null,null,null,null,null,null,null,null,null,{"$f":"IF(ISBLANK(A9797),\"\",IFERROR(A9797+5-5,A9797))","v":""},{"$f":"IF(LEFT(W9797)=\"<\",1,\"\")","v":""},{"$f":"IF(LEFT(W9797)=\"<\",0,IF(LEFT(W9797)=\"e\",IF(ISNUMBER(Y9797),Y9797,X9797),W9797))","v":""},{"$f":"IF(T9797=0,IF(ISNUMBER(Y9797),Y9797/2,X9797/2),T9797)","v":""},{"$f":"IF(ISBLANK(J9797),\"\",J9797+0)","v":""},{"$f":"IF(ISBLANK(K9797),\"\",IFERROR(K9797+0,K9797))","v":""},"","",{"$f":"IF(ISBLANK(G9797),\"\",G9797)","v":""},{"$f":"IF(ISNUMBER(V9797),MONTH(V9797)*100+DAY(J9797),\"\")","v":""},{"$f":"IF(AA9797>=Z$2,IF(AA9797<=AA$2,R9797,\"\"),\"\")","v":""},""]
[null,null,null,null,null,null,null,null,null,null,null,null,null,null,null,null,null,"","","","","","","","","","","",""]
[null,null,null,null,null,null,null,null,null,null,null,null,null,null,null,null,null,"","","","","","","","","","","",""]
[null,null,null,null,null,null,null,null,null,null,null,null,null,null,null,null,null,"","","","","","","","","","","",""]
[null,null,null,null,null,null,null,null,null,null,null,null,null,null,null,null,null,"","","","","","","","","","","",""]
[null,null,null,null,null,null,null,null,null,null,null,null,null,null,null,null,null,"","","","","","","","","","","",""]
[null,null,null,null,null,null,null,null,null,null,null,null,null,null,null,null,null,"","","","","","","","","","","",""]
[null,null,null,null,null,null,null,null,null,null,null,null,null,null,null,null,null,"","","","","","","","","","","",""]
[null,null,null,null,null,null,null,null,null,null,null,null,null,null,null,null,null,"","","","","","","","","","","",""]
[null,null,null,null,null,null,null,null,null,null,null,null,null,null,null,null,null,"","","","","","","","","","","",""]
[null,null,null,null,null,null,null,null,null,null,null,null,null,null,null,null,null,"","","","","","","","","","","",""]
[null,null,null,null,null,null,null,null,null,null,null,null,null,null,null,null,null,"","","","","","","","","","","",""]
[null,null,null,null,null,null,null,null,null,null,null,null,null,null,null,null,null,"","","","","","","","","","","",""]
[null,null,null,null,null,null,null,null,null,null,null,null,null,null,null,null,null,"","","","","","","","","","","",""]
[null,null,null,null,null,null,null,null,null,null,null,null,null,null,null,null,null,"","","","","","","","","","","",""]
[null,null,null,null,null,null,null,null,null,null,null,null,null,null,null,null,null,"","","","","","","","","","","",""]
[null,null,null,null,null,null,null,null,null,null,null,null,null,null,null,null,null,"","","","","","","","","","","",""]
[null,null,null,null,null,null,null,null,null,null,null,null,null,null,null,null,null,"","","","","","","","","","","",""]
[null,null,null,null,null,null,null,null,null,null,null,null,null,null,null,null,null,"","","","","","","","","","","",""]
[null,null,null,null,null,null,null,null,null,null,null,null,null,null,null,null,null,"","","","","","","","","","","",""]
[null,null,null,null,null,null,null,null,null,null,null,null,null,null,null,null,null,"","","","","","","","","","","",""]
[null,null,null,null,null,null,null,null,null,null,null,null,null,null,null,null,null,"","","","","","","","","","","",""]
[null,null,null,null,null,null,null,null,null,null,null,null,null,null,null,null,null,"","","","","","","","","","","",""]
[null,null,null,null,null,null,null,null,null,null,null,null,null,null,null,null,null,"","","","","","","","","","","",""]
[null,null,null,null,null,null,null,null,null,null,null,null,null,null,null,null,null,"","","","","","","","","","","",""]
[null,null,null,null,null,null,null,null,null,null,null,null,null,null,null,null,null,"","","","","","","","","","","",""]
[null,null,null,null,null,null,null,null,null,null,null,null,null,null,null,null,null,"","","","","","","","","","","",""]
[null,null,null,null,null,null,null,null,null,null,null,null,null,null,null,null,null,"","","","","","","","","","","",""]
[null,null,null,null,null,null,null,null,null,null,null,null,null,null,null,null,null,"","","","","","","","","","","",""]
[null,null,null,null,null,null,null,null,null,null,null,null,null,null,null,null,null,"","","","","","","","","","","",""]
[null,null,null,null,null,null,null,null,null,null,null,null,null,null,null,null,null,"","","","","","","","","","","",""]
[null,null,null,null,null,null,null,null,null,null,null,null,null,null,null,null,null,"","","","","","","","","","","",""]
[null,null,null,null,null,null,null,null,null,null,null,null,null,null,null,null,null,"","","","","","","","","","","",""]
[null,null,null,null,null,null,null,null,null,null,null,null,null,null,null,null,null,"","","","","","","","","","","",""]
[null,null,null,null,null,null,null,null,null,null,null,null,null,null,null,null,null,"","","","","","","","","","","",""]
[null,null,null,null,null,null,null,null,null,null,null,null,null,null,null,null,null,"","","","","","","","","","","",""]
[null,null,null,null,null,null,null,null,null,null,null,null,null,null,null,null,null,"","","","","","","","","","","",""]
[null,null,null,null,null,null,null,null,null,null,null,null,null,null,null,null,null,"","","","","","","","","","","",""]
[null,null,null,null,null,null,null,null,null,null,null,null,null,null,null,null,null,"","","","","","","","","","","",""]
[null,null,null,null,null,null,null,null,null,null,null,null,null,null,null,null,null,"","","","","","","","","","","",""]
[null,null,null,null,null,null,null,null,null,null,null,null,null,null,null,null,null,"","","","","","","","","","","",""]
[null,null,null,null,null,null,null,null,null,null,null,null,null,null,null,null,null,"","","","","","","","","","","",""]
[null,null,null,null,null,null,null,null,null,null,null,null,null,null,null,null,null,"","","","","","","","","","","",""]
[null,null,null,null,null,null,null,null,null,null,null,null,null,null,null,null,null,"","","","","","","","","","","",""]
[null,null,null,null,null,null,null,null,null,null,null,null,null,null,null,null,null,"","","","","","","","","","","",""]
[null,null,null,null,null,null,null,null,null,null,null,null,null,null,null,null,null,"","","","","","","","","","","",""]
[null,null,null,null,null,null,null,null,null,null,null,null,null,null,null,null,null,"","","","","","","","","","","",""]
[null,null,null,null,null,null,null,null,null,null,null,null,null,null,null,null,null,"","","","","","","","","","","",""]
[null,null,null,null,null,null,null,null,null,null,null,null,null,null,null,null,null,"","","","","","","","","","","",""]
[null,null,null,null,null,null,null,null,null,null,null,null,null,null,null,null,null,"","","","","","","","","","","",""]
[null,null,null,null,null,null,null,null,null,null,null,null,null,null,null,null,null,"","","","","","","","","","","",""]
[null,null,null,null,null,null,null,null,null,null,null,null,null,null,null,null,null,"","","","","","","","","","","",""]
[null,null,null,null,null,null,null,null,null,null,null,null,null,null,null,null,null,"","","","","","","","","","","",""]
[null,null,null,null,null,null,null,null,null,null,null,null,null,null,null,null,null,"","","","","","","","","","","",""]
[null,null,null,null,null,null,null,null,null,null,null,null,null,null,null,null,null,"","","","","","","","","","","",""]
[null,null,null,null,null,null,null,null,null,null,null,null,null,null,null,null,null,"","","","","","","","","","","",""]
[null,null,null,null,null,null,null,null,null,null,null,null,null,null,null,null,null,"","","","","","",{"$f":"IF(ISBLANK(L9853),\"\",VALUE(L9853))","v":""},"","","","",""]
[null,null,null,null,null,null,null,null,null,null,null,null,null,null,null,null,null,"","","","","","","","","","","",""]
[null,null,null,null,null,null,null,null,null,null,null,null,null,null,null,null,null,"","","","","","","","","","","",""]
[null,null,null,null,null,null,null,null,null,null,null,null,null,null,null,null,null,"","","","","","","","","","","",""]
[null,null,null,null,null,null,null,null,null,null,null,null,null,null,null,null,null,"","","","","","","","","","","",""]
[null,null,null,null,null,null,null,null,null,null,null,null,null,null,null,null,null,"","","","","","","","","","","",""]
[null,null,null,null,null,null,null,null,null,null,null,null,null,null,null,null,null,"","","","","","","","","","","",""]
[null,null,null,null,null,null,null,null,null,null,null,null,null,null,null,null,null,"","","","","","","","","","","",{"$f":"IF(AA9860>=Z$2,IF(AA9860<=AA$2,S9860,\"\"),\"\")","v":""}]
[null,null,null,null,null,null,null,null,null,null,null,null,null,null,null,null,null,{"$f":"IF(ISBLANK(A9861),\"\",IFERROR(A9861+5-5,A9861))","v":""},{"$f":"IF(LEFT(W9861)=\"<\",1,\"\")","v":""},{"$f":"IF(LEFT(W9861)=\"<\",0,IF(LEFT(W9861)=\"e\",IF(ISNUMBER(Y9861),Y9861,X9861),W9861))","v":""},{"$f":"IF(T9861=0,IF(ISNUMBER(Y9861),Y9861/2,X9861/2),T9861)","v":""},{"$f":"IF(ISBLANK(J9861),\"\",J9861+0)","v":""},{"$f":"IF(ISBLANK(K9861),\"\",IFERROR(K9861+0,K9861))","v":""},"","",{"$f":"IF(ISBLANK(G9861),\"\",G9861)","v":""},{"$f":"IF(ISNUMBER(V9861),MONTH(V9861)*100+DAY(J9861),\"\")","v":""},{"$f":"IF(AA9861>=Z$2,IF(AA9861<=AA$2,R9861,\"\"),\"\")","v":""},""]
[null,null,null,null,null,null,null,null,null,null,null,null,null,null,null,null,null,"","","","","","","","","","","",""]
[null,null,null,null,null,null,null,null,null,null,null,null,null,null,null,null,null,"","","","","","","","","","","",""]
[null,null,null,null,null,null,null,null,null,null,null,null,null,null,null,null,null,"","","","","","","","","","","",""]
[null,null,null,null,null,null,null,null,null,null,null,null,null,null,null,null,null,"","","","","","","","","","","",""]
[null,null,null,null,null,null,null,null,null,null,null,null,null,null,null,null,null,"","","","","","","","","","","",""]
[null,null,null,null,null,null,null,null,null,null,null,null,null,null,null,null,null,"","","","","","","","","","","",""]
[null,null,null,null,null,null,null,null,null,null,null,null,null,null,null,null,null,"","","","","","","","","","","",""]
[null,null,null,null,null,null,null,null,null,null,null,null,null,null,null,null,null,"","","","","","","","","","","",""]
[null,null,null,null,null,null,null,null,null,null,null,null,null,null,null,null,null,"","","","","","","","","","","",""]
[null,null,null,null,null,null,null,null,null,null,null,null,null,null,null,null,null,"","","","","","","","","","","",""]
[null,null,null,null,null,null,null,null,null,null,null,null,null,null,null,null,null,"","","","","","","","","","","",""]
[null,null,null,null,null,null,null,null,null,null,null,null,null,null,null,null,null,"","","","","","","","","","","",""]
[null,null,null,null,null,null,null,null,null,null,null,null,null,null,null,null,null,"","","","","","","","","","","",""]
[null,null,null,null,null,null,null,null,null,null,null,null,null,null,null,null,null,"","","","","","","","","","","",""]
[null,null,null,null,null,null,null,null,null,null,null,null,null,null,null,null,null,"","","","","","","","","","","",""]
[null,null,null,null,null,null,null,null,null,null,null,null,null,null,null,null,null,"","","","","","","","","","","",""]
[null,null,null,null,null,null,null,null,null,null,null,null,null,null,null,null,null,"","","","","","","","","","","",""]
[null,null,null,null,null,null,null,null,null,null,null,null,null,null,null,null,null,"","","","","","","","","","","",""]
[null,null,null,null,null,null,null,null,null,null,null,null,null,null,null,null,null,"","","","","","","","","","","",""]
[null,null,null,null,null,null,null,null,null,null,null,null,null,null,null,null,null,"","","","","","","","","","","",""]
[null,null,null,null,null,null,null,null,null,null,null,null,null,null,null,null,null,"","","","","","","","","","","",""]
[null,null,null,null,null,null,null,null,null,null,null,null,null,null,null,null,null,"","","","","","","","","","","",""]
[null,null,null,null,null,null,null,null,null,null,null,null,null,null,null,null,null,"","","","","","","","","","","",""]
[null,null,null,null,null,null,null,null,null,null,null,null,null,null,null,null,null,"","","","","","","","","","","",""]
[null,null,null,null,null,null,null,null,null,null,null,null,null,null,null,null,null,"","","","","","","","","","","",""]
[null,null,null,null,null,null,null,null,null,null,null,null,null,null,null,null,null,"","","","","","","","","","","",""]
[null,null,null,null,null,null,null,null,null,null,null,null,null,null,null,null,null,"","","","","","","","","","","",""]
[null,null,null,null,null,null,null,null,null,null,null,null,null,null,null,null,null,"","","","","","","","","","","",""]
[null,null,null,null,null,null,null,null,null,null,null,null,null,null,null,null,null,"","","","","","","","","","","",""]
[null,null,null,null,null,null,null,null,null,null,null,null,null,null,null,null,null,"","","","","","","","","","","",""]
[null,null,null,null,null,null,null,null,null,null,null,null,null,null,null,null,null,"","","","","","","","","","","",""]
[null,null,null,null,null,null,null,null,null,null,null,null,null,null,null,null,null,"","","","","","","","","","","",""]
[null,null,null,null,null,null,null,null,null,null,null,null,null,null,null,null,null,"","","","","","","","","","","",""]
[null,null,null,null,null,null,null,null,null,null,null,null,null,null,null,null,null,"","","","","","","","","","","",""]
[null,null,null,null,null,null,null,null,null,null,null,null,null,null,null,null,null,"","","","","","","","","","","",""]
[null,null,null,null,null,null,null,null,null,null,null,null,null,null,null,null,null,"","","","","","","","","","","",""]
[null,null,null,null,null,null,null,null,null,null,null,null,null,null,null,null,null,"","","","","","","","","","","",""]
[null,null,null,null,null,null,null,null,null,null,null,null,null,null,null,null,null,"","","","","","","","","","","",""]
[null,null,null,null,null,null,null,null,null,null,null,null,null,null,null,null,null,"","","","","","","","","","","",""]
[null,null,null,null,null,null,null,null,null,null,null,null,null,null,null,null,null,"","","","","","","","","","","",""]
[null,null,null,null,null,null,null,null,null,null,null,null,null,null,null,null,null,"","","","","","","","","","","",""]
[null,null,null,null,null,null,null,null,null,null,null,null,null,null,null,null,null,"","","","","","","","","","","",""]
[null,null,null,null,null,null,null,null,null,null,null,null,null,null,null,null,null,"","","","","","","","","","","",""]
[null,null,null,null,null,null,null,null,null,null,null,null,null,null,null,null,null,"","","","","","","","","","","",""]
[null,null,null,null,null,null,null,null,null,null,null,null,null,null,null,null,null,"","","","","","","","","","","",""]
[null,null,null,null,null,null,null,null,null,null,null,null,null,null,null,null,null,"","","","","","","","","","","",""]
[null,null,null,null,null,null,null,null,null,null,null,null,null,null,null,null,null,"","","","","","","","","","","",""]
[null,null,null,null,null,null,null,null,null,null,null,null,null,null,null,null,null,"","","","","","","","","","","",""]
[null,null,null,null,null,null,null,null,null,null,null,null,null,null,null,null,null,"","","","","","","","","","","",""]
[null,null,null,null,null,null,null,null,null,null,null,null,null,null,null,null,null,"","","","","","","","","","","",""]
[null,null,null,null,null,null,null,null,null,null,null,null,null,null,null,null,null,"","","","","","","","","","","",""]
[null,null,null,null,null,null,null,null,null,null,null,null,null,null,null,null,null,"","","","","","","","","","","",""]
[null,null,null,null,null,null,null,null,null,null,null,null,null,null,null,null,null,"","","","","","","","","","","",""]
[null,null,null,null,null,null,null,null,null,null,null,null,null,null,null,null,null,"","","","","","","","","","","",""]
[null,null,null,null,null,null,null,null,null,null,null,null,null,null,null,null,null,"","","","","","","","","","","",""]
[null,null,null,null,null,null,null,null,null,null,null,null,null,null,null,null,null,"","","","","","",{"$f":"IF(ISBLANK(L9917),\"\",VALUE(L9917))","v":""},"","","","",""]
[null,null,null,null,null,null,null,null,null,null,null,null,null,null,null,null,null,"","","","","","","","","","","",""]
[null,null,null,null,null,null,null,null,null,null,null,null,null,null,null,null,null,"","","","","","","","","","","",""]
[null,null,null,null,null,null,null,null,null,null,null,null,null,null,null,null,null,"","","","","","","","","","","",""]
[null,null,null,null,null,null,null,null,null,null,null,null,null,null,null,null,null,"","","","","","","","","","","",""]
[null,null,null,null,null,null,null,null,null,null,null,null,null,null,null,null,null,"","","","","","","","","","","",""]
[null,null,null,null,null,null,null,null,null,null,null,null,null,null,null,null,null,"","","","","","","","","","","",""]
[null,null,null,null,null,null,null,null,null,null,null,null,null,null,null,null,null,"","","","","","","","","","","",{"$f":"IF(AA9924>=Z$2,IF(AA9924<=AA$2,S9924,\"\"),\"\")","v":""}]
[null,null,null,null,null,null,null,null,null,null,null,null,null,null,null,null,null,{"$f":"IF(ISBLANK(A9925),\"\",IFERROR(A9925+5-5,A9925))","v":""},{"$f":"IF(LEFT(W9925)=\"<\",1,\"\")","v":""},{"$f":"IF(LEFT(W9925)=\"<\",0,IF(LEFT(W9925)=\"e\",IF(ISNUMBER(Y9925),Y9925,X9925),W9925))","v":""},{"$f":"IF(T9925=0,IF(ISNUMBER(Y9925),Y9925/2,X9925/2),T9925)","v":""},{"$f":"IF(ISBLANK(J9925),\"\",J9925+0)","v":""},{"$f":"IF(ISBLANK(K9925),\"\",IFERROR(K9925+0,K9925))","v":""},"","",{"$f":"IF(ISBLANK(G9925),\"\",G9925)","v":""},{"$f":"IF(ISNUMBER(V9925),MONTH(V9925)*100+DAY(J9925),\"\")","v":""},{"$f":"IF(AA9925>=Z$2,IF(AA9925<=AA$2,R9925,\"\"),\"\")","v":""},""]
[null,null,null,null,null,null,null,null,null,null,null,null,null,null,null,null,null,"","","","","","","","","","","",""]
[null,null,null,null,null,null,null,null,null,null,null,null,null,null,null,null,null,"","","","","","","","","","","",""]
[null,null,null,null,null,null,null,null,null,null,null,null,null,null,null,null,null,"","","","","","","","","","","",""]
[null,null,null,null,null,null,null,null,null,null,null,null,null,null,null,null,null,"","","","","","","","","","","",""]
[null,null,null,null,null,null,null,null,null,null,null,null,null,null,null,null,null,"","","","","","","","","","","",""]
[null,null,null,null,null,null,null,null,null,null,null,null,null,null,null,null,null,"","","","","","","","","","","",""]
[null,null,null,null,null,null,null,null,null,null,null,null,null,null,null,null,null,"","","","","","","","","","","",""]
[null,null,null,null,null,null,null,null,null,null,null,null,null,null,null,null,null,"","","","","","","","","","","",""]
[null,null,null,null,null,null,null,null,null,null,null,null,null,null,null,null,null,"","","","","","","","","","","",""]
[null,null,null,null,null,null,null,null,null,null,null,null,null,null,null,null,null,"","","","","","","","","","","",""]
[null,null,null,null,null,null,null,null,null,null,null,null,null,null,null,null,null,"","","","","","","","","","","",""]
[null,null,null,null,null,null,null,null,null,null,null,null,null,null,null,null,null,"","","","","","","","","","","",""]
[null,null,null,null,null,null,null,null,null,null,null,null,null,null,null,null,null,"","","","","","","","","","","",""]
[null,null,null,null,null,null,null,null,null,null,null,null,null,null,null,null,null,"","","","","","","","","","","",""]
[null,null,null,null,null,null,null,null,null,null,null,null,null,null,null,null,null,"","","","","","","","","","","",""]
[null,null,null,null,null,null,null,null,null,null,null,null,null,null,null,null,null,"","","","","","","","","","","",""]
[null,null,null,null,null,null,null,null,null,null,null,null,null,null,null,null,null,"","","","","","","","","","","",""]
[null,null,null,null,null,null,null,null,null,null,null,null,null,null,null,null,null,"","","","","","","","","","","",""]
[null,null,null,null,null,null,null,null,null,null,null,null,null,null,null,null,null,"","","","","","","","","","","",""]
[null,null,null,null,null,null,null,null,null,null,null,null,null,null,null,null,null,"","","","","","","","","","","",""]
[null,null,null,null,null,null,null,null,null,null,null,null,null,null,null,null,null,"","","","","","","","","","","",""]
[null,null,null,null,null,null,null,null,null,null,null,null,null,null,null,null,null,"","","","","","","","","","","",""]
[null,null,null,null,null,null,null,null,null,null,null,null,null,null,null,null,null,"","","","","","","","","","","",""]
[null,null,null,null,null,null,null,null,null,null,null,null,null,null,null,null,null,"","","","","","","","","","","",""]
[null,null,null,null,null,null,null,null,null,null,null,null,null,null,null,null,null,"","","","","","","","","","","",""]
[null,null,null,null,null,null,null,null,null,null,null,null,null,null,null,null,null,"","","","","","","","","","","",""]
[null,null,null,null,null,null,null,null,null,null,null,null,null,null,null,null,null,"","","","","","","","","","","",""]
[null,null,null,null,null,null,null,null,null,null,null,null,null,null,null,null,null,"","","","","","","","","","","",""]
[null,null,null,null,null,null,null,null,null,null,null,null,null,null,null,null,null,"","","","","","","","","","","",""]
[null,null,null,null,null,null,null,null,null,null,null,null,null,null,null,null,null,"","","","","","","","","","","",""]
[null,null,null,null,null,null,null,null,null,null,null,null,null,null,null,null,null,"","","","","","","","","","","",""]
[null,null,null,null,null,null,null,null,null,null,null,null,null,null,null,null,null,"","","","","","","","","","","",""]
[null,null,null,null,null,null,null,null,null,null,null,null,null,null,null,null,null,"","","","","","","","","","","",""]
[null,null,null,null,null,null,null,null,null,null,null,null,null,null,null,null,null,"","","","","","","","","","","",""]
[null,null,null,null,null,null,null,null,null,null,null,null,null,null,null,null,null,"","","","","","","","","","","",""]
[null,null,null,null,null,null,null,null,null,null,null,null,null,null,null,null,null,"","","","","","","","","","","",""]
[null,null,null,null,null,null,null,null,null,null,null,null,null,null,null,null,null,"","","","","","","","","","","",""]
[null,null,null,null,null,null,null,null,null,null,null,null,null,null,null,null,null,"","","","","","","","","","","",""]
[null,null,null,null,null,null,null,null,null,null,null,null,null,null,null,null,null,"","","","","","","","","","","",""]
[null,null,null,null,null,null,null,null,null,null,null,null,null,null,null,null,null,"","","","","","","","","","","",""]
[null,null,null,null,null,null,null,null,null,null,null,null,null,null,null,null,null,"","","","","","","","","","","",""]
[null,null,null,null,null,null,null,null,null,null,null,null,null,null,null,null,null,"","","","","","","","","","","",""]
[null,null,null,null,null,null,null,null,null,null,null,null,null,null,null,null,null,"","","","","","","","","","","",""]
[null,null,null,null,null,null,null,null,null,null,null,null,null,null,null,null,null,"","","","","","","","","","","",""]
[null,null,null,null,null,null,null,null,null,null,null,null,null,null,null,null,null,"","","","","","","","","","","",""]
[null,null,null,null,null,null,null,null,null,null,null,null,null,null,null,null,null,"","","","","","","","","","","",""]
[null,null,null,null,null,null,null,null,null,null,null,null,null,null,null,null,null,"","","","","","","","","","","",""]
[null,null,null,null,null,null,null,null,null,null,null,null,null,null,null,null,null,"","","","","","","","","","","",""]
[null,null,null,null,null,null,null,null,null,null,null,null,null,null,null,null,null,"","","","","","","","","","","",""]
[null,null,null,null,null,null,null,null,null,null,null,null,null,null,null,null,null,"","","","","","","","","","","",""]
[null,null,null,null,null,null,null,null,null,null,null,null,null,null,null,null,null,"","","","","","","","","","","",""]
[null,null,null,null,null,null,null,null,null,null,null,null,null,null,null,null,null,"","","","","","","","","","","",""]
[null,null,null,null,null,null,null,null,null,null,null,null,null,null,null,null,null,"","","","","","","","","","","",""]
[null,null,null,null,null,null,null,null,null,null,null,null,null,null,null,null,null,"","","","","","","","","","","",""]
[null,null,null,null,null,null,null,null,null,null,null,null,null,null,null,null,null,"","","","","","","","","","","",""]
[null,null,null,null,null,null,null,null,null,null,null,null,null,null,null,null,null,"","","","","","",{"$f":"IF(ISBLANK(L9981),\"\",VALUE(L9981))","v":""},"","","","",""]
[null,null,null,null,null,null,null,null,null,null,null,null,null,null,null,null,null,"","","","","","","","","","","",""]
[null,null,null,null,null,null,null,null,null,null,null,null,null,null,null,null,null,"","","","","","","","","","","",""]
[null,null,null,null,null,null,null,null,null,null,null,null,null,null,null,null,null,"","","","","","","","","","","",""]
[null,null,null,null,null,null,null,null,null,null,null,null,null,null,null,null,null,"","","","","","","","","","","",""]
[null,null,null,null,null,null,null,null,null,null,null,null,null,null,null,null,null,"","","","","","","","","","","",""]
[null,null,null,null,null,null,null,null,null,null,null,null,null,null,null,null,null,"","","","","","","","","","","",""]
[null,null,null,null,null,null,null,null,null,null,null,null,null,null,null,null,null,"","","","","","","","","","","",{"$f":"IF(AA9988>=Z$2,IF(AA9988<=AA$2,S9988,\"\"),\"\")","v":""}]
[null,null,null,null,null,null,null,null,null,null,null,null,null,null,null,null,null,{"$f":"IF(ISBLANK(A9989),\"\",IFERROR(A9989+5-5,A9989))","v":""},{"$f":"IF(LEFT(W9989)=\"<\",1,\"\")","v":""},{"$f":"IF(LEFT(W9989)=\"<\",0,IF(LEFT(W9989)=\"e\",IF(ISNUMBER(Y9989),Y9989,X9989),W9989))","v":""},{"$f":"IF(T9989=0,IF(ISNUMBER(Y9989),Y9989/2,X9989/2),T9989)","v":""},{"$f":"IF(ISBLANK(J9989),\"\",J9989+0)","v":""},{"$f":"IF(ISBLANK(K9989),\"\",IFERROR(K9989+0,K9989))","v":""},"","",{"$f":"IF(ISBLANK(G9989),\"\",G9989)","v":""},{"$f":"IF(ISNUMBER(V9989),MONTH(V9989)*100+DAY(J9989),\"\")","v":""},{"$f":"IF(AA9989>=Z$2,IF(AA9989<=AA$2,R9989,\"\"),\"\")","v":""},""]
[null,null,null,null,null,null,null,null,null,null,null,null,null,null,null,null,null,"","","","","","","","","","","",""]
[null,null,null,null,null,null,null,null,null,null,null,null,null,null,null,null,null,"","","","","","","","","","","",""]
[null,null,null,null,null,null,null,null,null,null,null,null,null,null,null,null,null,"","","","","","","","","","","",""]
[null,null,null,null,null,null,null,null,null,null,null,null,null,null,null,null,null,"","","","","","","","","","","",""]
[null,null,null,null,null,null,null,null,null,null,null,null,null,null,null,null,null,"","","","","","","","","","","",""]
[null,null,null,null,null,null,null,null,null,null,null,null,null,null,null,null,null,"","","","","","","","","","","",""]
[null,null,null,null,null,null,null,null,null,null,null,null,null,null,null,null,null,"","","","","","","","","","","",""]
[null,null,null,null,null,null,null,null,null,null,null,null,null,null,null,null,null,"","","","","","","","","","","",""]
[null,null,null,null,null,null,null,null,null,null,null,null,null,null,null,null,null,"","","","","","","","","","","",""]
[null,null,null,null,null,null,null,null,null,null,null,null,null,null,null,null,null,"","","","","","","","","","","",""]
[null,null,null,null,null,null,null,null,null,null,null,null,null,null,null,null,null,"","","","","","","","","","","",""]
["DATA ON OR BELOW THIS LINE WILL BE IGNORED.",null,null,null,null,null,null,"DATA ON OR BELOW THIS LINE WILL BE IGNORED.",null,null,null,null,null,null,null,null,"DATA ON OR BELOW THIS LINE WILL BE IGNORED.",null,null,null,null,null,null,"DATA ON OR BELOW THIS LINE WILL BE IGNORED.",null,null,null,null,null,null,null,"DATA ON OR BELOW THIS LINE WILL BE IGNORED."]

{"sheet":"4. Summary Amb. Data","index":4,"n_rows":196,"n_cols":12,"rows_kept":196,"cut":false,"hidden":false,"merged":[[0,0,1,2],[0,5,6,11],[3,12,4,12],[17,0,18,0],[17,2,18,2],[17,5,18,5],[17,6,18,6],[17,7,18,7],[17,10,18,10],[3,2,6,2],[17,11,18,11],[16,5,16,11],[17,4,18,4],[17,8,18,8],[17,9,18,9]]}
["Summary of Ambient Data",null,null,null,null,"Note: Critical Period for Hardness will be the same as for Effluent Data. \n"]
[]
["Facility Name:",{"$f":"'2. Summary Eff Data'!B3","v":0},"Notes:"]
["Permit Number:",{"$f":"'2. Summary Eff Data'!B4","v":0}]
["Prepared By: ",{"$f":"'2. Summary Eff Data'!B5","v":0}]
["Outfall Number:",{"$f":"'2. Summary Eff Data'!B6","v":0}]
["Preparation Date:",{"$f":"'2. Summary Eff Data'!B7","v":0}]
[]
[]
[]
[]
[]
[]
[]
[]
[]
[null,null,null,null,null,"Summary Statistics"]
["Pollutant Parameter","CAS Number","Comments",null,"# ND","# detects","# samples","max","geo-metric mean","avg","90th percentile","stdev"]
[null,"(CAS)"]
["Table 1  Effluent Parameters for all POTWs w/a Flow > 0.1 MGD"]
["Nitrates-Nitrite","NITR","--",null,{"$f":"IF(ISNUMBER(G21),SUMIF('3. Amb. Raw Data'!R$4:R$10000,'4. Summary Amb. Data'!B21,'3. Amb. Raw Data'!S$4:S$10000),\"--\")","v":"--"},{"$f":"IF(ISNUMBER(G21),G21-E21,\"--\")","v":"--"},{"$f":"IF(COUNTIF('3. Amb. Raw Data'!R$4:R$10000,'4. Summary Amb. Data'!B21)=0,\"--\",COUNTIF('3. Amb. Raw Data'!R$4:R$10000,'4. Summary Amb. Data'!B21))","v":"--"},{"$f":"IF(ISNUMBER(G21),IF(F21=0,0,MAX(IF('3. Amb. Raw Data'!$R$4:R$10000='4. Summary Amb. Data'!B21,'3. Amb. Raw Data'!$T$4:$T$10000))),\"--\")","v":"--"},{"$f":"IF(F21=0,0,IFERROR(GEOMEAN(IF('3. Amb. Raw Data'!$R$4:R$10000='4. Summary Amb. Data'!B21,'3. Amb. Raw Data'!$U$4:$U$10000)),\"--\"))","v":"--"},{"$f":"IF(ISNUMBER(G21),IF(F21=0,0,AVERAGE(IF('3. Amb. Raw Data'!$R$4:R$10000='4. Summary Amb. Data'!B21,'3. Amb. Raw Data'!$T$4:$T$10000))),\"--\")","v":"--"},{"$f":"IF(ISNUMBER(G21),IF(F21=0,0,PERCENTILE(IF('3. Amb. Raw Data'!$R$4:R$10000='4. Summary Amb. Data'!B21,'3. Amb. Raw Data'!$T$4:$T$10000),0.9)),\"--\")","v":"--"},{"$f":"IF(ISNUMBER(G21),IF(F21=0,0,STDEV(IF('3. Amb. Raw Data'!$R$4:R$10000='4. Summary Amb. Data'!B21,'3. Amb. Raw Data'!$T$4:$T$10000))),\"--\")","v":"--"}]
["Table 2  Effluent Parameters for Selected POTWs"]
["Hardness (Total as CaCO3)","HARDNESS","Req. for freshwater metals criteria",null,{"$f":"IF(ISNUMBER(G23),SUMIF('3. Amb. Raw Data'!R$4:R$10000,'4. Summary Amb. Data'!B23,'3. Amb. Raw Data'!AC$4:AC$10000),\"--\")","v":"--"},{"$f":"IF(ISNUMBER(G23),G23-E23,\"--\")","v":"--"},{"$f":"IF(COUNTIF('3. Amb. Raw Data'!AB$4:AB$10000,'4. Summary Amb. Data'!B23)=0,\"--\",COUNTIF('3. Amb. Raw Data'!AB$4:AB$10000,'4. Summary Amb. Data'!B23))","v":"--"},{"$f":"IF(ISNUMBER(G23),IF(F23=0,0,MAX(IF('3. Amb. Raw Data'!$R$4:R$10000='4. Summary Amb. Data'!B23,'3. Amb. Raw Data'!$AD$4:$AD$10000))),\"--\")","v":"--"},{"$f":"IF(F23=0,0,IFERROR(GEOMEAN(IF('3. Amb. Raw Data'!$R$4:R$10000='4. Summary Amb. Data'!B23,'3. Amb. Raw Data'!$AD$4:$AD$10000)),\"--\"))","v":"--"},{"$f":"IF(ISNUMBER(G23),IF(F23=0,0,AVERAGE(IF('3. Amb. Raw Data'!$R$4:R$10000='4. Summary Amb. Data'!B23,'3. Amb. Raw Data'!$AD$4:$AD$10000))),\"--\")","v":"--"},{"$f":"IF(ISNUMBER(G23),IF(F23=0,0,PERCENTILE(IF('3. Amb. Raw Data'!$R$4:R$10000='4. Summary Amb. Data'!B23,'3. Amb. Raw Data'!$AD$4:$AD$10000),0.9)),\"--\")","v":"--"},{"$f":"IF(ISNUMBER(G23),IF(F23=0,0,STDEV(IF('3. Amb. Raw Data'!$R$4:R$10000='4. Summary Amb. Data'!B23,'3. Amb. Raw Data'!$AD$4:$AD$10000))),\"--\")","v":"--"}]
["Table 2:  Metals (total recoverable), cyanide and total phenols"]
["Antimony (total recoverable)","7440360T","--",null,{"$f":"IF(ISNUMBER(G25),SUMIF('3. Amb. Raw Data'!R$4:R$10000,'4. Summary Amb. Data'!B25,'3. Amb. Raw Data'!S$4:S$10000),\"--\")","v":"--"},{"$f":"IF(ISNUMBER(G25),G25-E25,\"--\")","v":"--"},{"$f":"IF(COUNTIF('3. Amb. Raw Data'!R$4:R$10000,'4. Summary Amb. Data'!B25)=0,\"--\",COUNTIF('3. Amb. Raw Data'!R$4:R$10000,'4. Summary Amb. Data'!B25))","v":"--"},{"$f":"IF(ISNUMBER(G25),IF(F25=0,0,MAX(IF('3. Amb. Raw Data'!$R$4:R$10000='4. Summary Amb. Data'!B25,'3. Amb. Raw Data'!$T$4:$T$10000))),\"--\")","v":"--"},{"$f":"IF(F25=0,0,IFERROR(GEOMEAN(IF('3. Amb. Raw Data'!$R$4:R$10000='4. Summary Amb. Data'!B25,'3. Amb. Raw Data'!$U$4:$U$10000)),\"--\"))","v":"--"},{"$f":"IFERROR(AVERAGE(IF('3. Amb. Raw Data'!$R$4:R$10000='4. Summary Amb. Data'!B25,'3. Amb. Raw Data'!$T$4:$T$10000)),\"--\")","v":"--"},{"$f":"IF(ISNUMBER(G25),IF(F25=0,0,PERCENTILE(IF('3. Amb. Raw Data'!$R$4:R$10000='4. Summary Amb. Data'!B25,'3. Amb. Raw Data'!$T$4:$T$10000),0.9)),\"--\")","v":"--"},{"$f":"IF(ISNUMBER(G25),IF(F25=0,0,STDEV(IF('3. Amb. Raw Data'!$R$4:R$10000='4. Summary Amb. Data'!B25,'3. Amb. Raw Data'!$T$4:$T$10000))),\"--\")","v":"--"}]
["Arsenic (total recoverable)","7440382T","--",null,{"$f":"IF(ISNUMBER(G26),SUMIF('3. Amb. Raw Data'!R$4:R$10000,'4. Summary Amb. Data'!B26,'3. Amb. Raw Data'!S$4:S$10000),\"--\")","v":"--"},"--",{"$f":"IF(COUNTIF('3. Amb. Raw Data'!R$4:R$10000,'4. Summary Amb. Data'!B26)=0,\"--\",COUNTIF('3. Amb. Raw Data'!R$4:R$10000,'4. Summary Amb. Data'!B26))","v":"--"},{"$f":"IF(ISNUMBER(G26),IF(F26=0,0,MAX(IF('3. Amb. Raw Data'!$R$4:R$10000='4. Summary Amb. Data'!B26,'3. Amb. Raw Data'!$T$4:$T$10000))),\"--\")","v":"--"},{"$f":"IF(F26=0,0,IFERROR(GEOMEAN(IF('3. Amb. Raw Data'!$R$4:R$10000='4. Summary Amb. Data'!B26,'3. Amb. Raw Data'!$U$4:$U$10000)),\"--\"))","v":"--"},{"$f":"IFERROR(AVERAGE(IF('3. Amb. Raw Data'!$R$4:R$10000='4. Summary Amb. Data'!B26,'3. Amb. Raw Data'!$T$4:$T$10000)),\"--\")","v":"--"},{"$f":"IF(ISNUMBER(G26),IF(F26=0,0,PERCENTILE(IF('3. Amb. Raw Data'!$R$4:R$10000='4. Summary Amb. Data'!B26,'3. Amb. Raw Data'!$T$4:$T$10000),0.9)),\"--\")","v":"--"},{"$f":"IF(ISNUMBER(G26),IF(F26=0,0,STDEV(IF('3. Amb. Raw Data'!$R$4:R$10000='4. Summary Amb. Data'!B26,'3. Amb. Raw Data'!$T$4:$T$10000))),\"--\")","v":"--"}]
["Arsenic (total Inorganic)","7440382I","--",null,{"$f":"IF(ISNUMBER(G27),SUMIF('3. Amb. Raw Data'!R$4:R$10000,'4. Summary Amb. Data'!B27,'3. Amb. Raw Data'!S$4:S$10000),\"--\")","v":"--"},"--",{"$f":"IF(COUNTIF('3. Amb. Raw Data'!R$4:R$10000,'4. Summary Amb. Data'!B27)=0,\"--\",COUNTIF('3. Amb. Raw Data'!R$4:R$10000,'4. Summary Amb. Data'!B27))","v":"--"},{"$f":"IF(ISNUMBER(G27),IF(F27=0,0,MAX(IF('3. Amb. Raw Data'!$R$4:R$10000='4. Summary Amb. Data'!B27,'3. Amb. Raw Data'!$T$4:$T$10000))),\"--\")","v":"--"},{"$f":"IF(F27=0,0,IFERROR(GEOMEAN(IF('3. Amb. Raw Data'!$R$4:R$10000='4. Summary Amb. Data'!B27,'3. Amb. Raw Data'!$U$4:$U$10000)),\"--\"))","v":"--"},{"$f":"IFERROR(AVERAGE(IF('3. Amb. Raw Data'!$R$4:R$10000='4. Summary Amb. Data'!B27,'3. Amb. Raw Data'!$T$4:$T$10000)),\"--\")","v":"--"},{"$f":"IF(ISNUMBER(G27),IF(F27=0,0,PERCENTILE(IF('3. Amb. Raw Data'!$R$4:R$10000='4. Summary Amb. Data'!B27,'3. Amb. Raw Data'!$T$4:$T$10000),0.9)),\"--\")","v":"--"},{"$f":"IF(ISNUMBER(G27),IF(F27=0,0,STDEV(IF('3. Amb. Raw Data'!$R$4:R$10000='4. Summary Amb. Data'!B27,'3. Amb. Raw Data'!$T$4:$T$10000))),\"--\")","v":"--"}]
["Arsenic (dissolved Inorganic)","7440382ID","--",null,{"$f":"IF(ISNUMBER(G28),SUMIF('3. Amb. Raw Data'!R$4:R$10000,'4. Summary Amb. Data'!B28,'3. Amb. Raw Data'!S$4:S$10000),\"--\")","v":"--"},"--",{"$f":"IF(COUNTIF('3. Amb. Raw Data'!R$4:R$10000,'4. Summary Amb. Data'!B28)=0,\"--\",COUNTIF('3. Amb. Raw Data'!R$4:R$10000,'4. Summary Amb. Data'!B28))","v":"--"},{"$f":"IF(ISNUMBER(G28),IF(F28=0,0,MAX(IF('3. Amb. Raw Data'!$R$4:R$10000='4. Summary Amb. Data'!B28,'3. Amb. Raw Data'!$T$4:$T$10000))),\"--\")","v":"--"},{"$f":"IF(F28=0,0,IFERROR(GEOMEAN(IF('3. Amb. Raw Data'!$R$4:R$10000='4. Summary Amb. Data'!B28,'3. Amb. Raw Data'!$U$4:$U$10000)),\"--\"))","v":"--"},{"$f":"IFERROR(AVERAGE(IF('3. Amb. Raw Data'!$R$4:R$10000='4. Summary Amb. Data'!B28,'3. Amb. Raw Data'!$T$4:$T$10000)),\"--\")","v":"--"},{"$f":"IF(ISNUMBER(G28),IF(F28=0,0,PERCENTILE(IF('3. Amb. Raw Data'!$R$4:R$10000='4. Summary Amb. Data'!B28,'3. Amb. Raw Data'!$T$4:$T$10000),0.9)),\"--\")","v":"--"},{"$f":"IF(ISNUMBER(G28),IF(F28=0,0,STDEV(IF('3. Amb. Raw Data'!$R$4:R$10000='4. Summary Amb. Data'!B28,'3. Amb. Raw Data'!$T$4:$T$10000))),\"--\")","v":"--"}]
["Beryllium (total recoverable)","7440417T","--",null,{"$f":"IF(ISNUMBER(G29),SUMIF('3. Amb. Raw Data'!R$4:R$10000,'4. Summary Amb. Data'!B29,'3. Amb. Raw Data'!S$4:S$10000),\"--\")","v":"--"},"--",{"$f":"IF(COUNTIF('3. Amb. Raw Data'!R$4:R$10000,'4. Summary Amb. Data'!B29)=0,\"--\",COUNTIF('3. Amb. Raw Data'!R$4:R$10000,'4. Summary Amb. Data'!B29))","v":"--"},{"$f":"IF(ISNUMBER(G29),IF(F29=0,0,MAX(IF('3. Amb. Raw Data'!$R$4:R$10000='4. Summary Amb. Data'!B29,'3. Amb. Raw Data'!$T$4:$T$10000))),\"--\")","v":"--"},{"$f":"IF(F29=0,0,IFERROR(GEOMEAN(IF('3. Amb. Raw Data'!$R$4:R$10000='4. Summary Amb. Data'!B29,'3. Amb. Raw Data'!$U$4:$U$10000)),\"--\"))","v":"--"},{"$f":"IFERROR(AVERAGE(IF('3. Amb. Raw Data'!$R$4:R$10000='4. Summary Amb. Data'!B29,'3. Amb. Raw Data'!$T$4:$T$10000)),\"--\")","v":"--"},{"$f":"IF(ISNUMBER(G29),IF(F29=0,0,PERCENTILE(IF('3. Amb. Raw Data'!$R$4:R$10000='4. Summary Amb. Data'!B29,'3. Amb. Raw Data'!$T$4:$T$10000),0.9)),\"--\")","v":"--"},{"$f":"IF(ISNUMBER(G29),IF(F29=0,0,STDEV(IF('3. Amb. Raw Data'!$R$4:R$10000='4. Summary Amb. Data'!B29,'3. Amb. Raw Data'!$T$4:$T$10000))),\"--\")","v":"--"}]
["Cadmium (total recoverable)","7440439T","--",null,{"$f":"IF(ISNUMBER(G30),SUMIF('3. Amb. Raw Data'!R$4:R$10000,'4. Summary Amb. Data'!B30,'3. Amb. Raw Data'!S$4:S$10000),\"--\")","v":"--"},"--",{"$f":"IF(COUNTIF('3. Amb. Raw Data'!R$4:R$10000,'4. Summary Amb. Data'!B30)=0,\"--\",COUNTIF('3. Amb. Raw Data'!R$4:R$10000,'4. Summary Amb. Data'!B30))","v":"--"},{"$f":"IF(ISNUMBER(G30),IF(F30=0,0,MAX(IF('3. Amb. Raw Data'!$R$4:R$10000='4. Summary Amb. Data'!B30,'3. Amb. Raw Data'!$T$4:$T$10000))),\"--\")","v":"--"},{"$f":"IF(F30=0,0,IFERROR(GEOMEAN(IF('3. Amb. Raw Data'!$R$4:R$10000='4. Summary Amb. Data'!B30,'3. Amb. Raw Data'!$U$4:$U$10000)),\"--\"))","v":"--"},{"$f":"IFERROR(AVERAGE(IF('3. Amb. Raw Data'!$R$4:R$10000='4. Summary Amb. Data'!B30,'3. Amb. Raw Data'!$T$4:$T$10000)),\"--\")","v":"--"},{"$f":"IF(ISNUMBER(G30),IF(F30=0,0,PERCENTILE(IF('3. Amb. Raw Data'!$R$4:R$10000='4. Summary Amb. Data'!B30,'3. Amb. Raw Data'!$T$4:$T$10000),0.9)),\"--\")","v":"--"},{"$f":"IF(ISNUMBER(G30),IF(F30=0,0,STDEV(IF('3. Amb. Raw Data'!$R$4:R$10000='4. Summary Amb. Data'!B30,'3. Amb. Raw Data'!$T$4:$T$10000))),\"--\")","v":"--"}]
["Cadmium (dissolved)","7440439D","--",null,{"$f":"IF(ISNUMBER(G31),SUMIF('3. Amb. Raw Data'!R$4:R$10000,'4. Summary Amb. Data'!B31,'3. Amb. Raw Data'!S$4:S$10000),\"--\")","v":"--"},"--",{"$f":"IF(COUNTIF('3. Amb. Raw Data'!R$4:R$10000,'4. Summary Amb. Data'!B31)=0,\"--\",COUNTIF('3. Amb. Raw Data'!R$4:R$10000,'4. Summary Amb. Data'!B31))","v":"--"},{"$f":"IF(ISNUMBER(G31),IF(F31=0,0,MAX(IF('3. Amb. Raw Data'!$R$4:R$10000='4. Summary Amb. Data'!B31,'3. Amb. Raw Data'!$T$4:$T$10000))),\"--\")","v":"--"},{"$f":"IF(F31=0,0,IFERROR(GEOMEAN(IF('3. Amb. Raw Data'!$R$4:R$10000='4. Summary Amb. Data'!B31,'3. Amb. Raw Data'!$U$4:$U$10000)),\"--\"))","v":"--"},{"$f":"IFERROR(AVERAGE(IF('3. Amb. Raw Data'!$R$4:R$10000='4. Summary Amb. Data'!B31,'3. Amb. Raw Data'!$T$4:$T$10000)),\"--\")","v":"--"},{"$f":"IF(ISNUMBER(G31),IF(F31=0,0,PERCENTILE(IF('3. Amb. Raw Data'!$R$4:R$10000='4. Summary Amb. Data'!B31,'3. Amb. Raw Data'!$T$4:$T$10000),0.9)),\"--\")","v":"--"},{"$f":"IF(ISNUMBER(G31),IF(F31=0,0,STDEV(IF('3. Amb. Raw Data'!$R$4:R$10000='4. Summary Amb. Data'!B31,'3. Amb. Raw Data'!$T$4:$T$10000))),\"--\")","v":"--"}]
["Chromium (total recoverable)","7440473T","--",null,{"$f":"IF(ISNUMBER(G32),SUMIF('3. Amb. Raw Data'!R$4:R$10000,'4. Summary Amb. Data'!B32,'3. Amb. Raw Data'!S$4:S$10000),\"--\")","v":"--"},"--",{"$f":"IF(COUNTIF('3. Amb. Raw Data'!R$4:R$10000,'4. Summary Amb. Data'!B32)=0,\"--\",COUNTIF('3. Amb. Raw Data'!R$4:R$10000,'4. Summary Amb. Data'!B32))","v":"--"},{"$f":"IF(ISNUMBER(G32),IF(F32=0,0,MAX(IF('3. Amb. Raw Data'!$R$4:R$10000='4. Summary Amb. Data'!B32,'3. Amb. Raw Data'!$T$4:$T$10000))),\"--\")","v":"--"},{"$f":"IF(F32=0,0,IFERROR(GEOMEAN(IF('3. Amb. Raw Data'!$R$4:R$10000='4. Summary Amb. Data'!B32,'3. Amb. Raw Data'!$U$4:$U$10000)),\"--\"))","v":"--"},{"$f":"IFERROR(AVERAGE(IF('3. Amb. Raw Data'!$R$4:R$10000='4. Summary Amb. Data'!B32,'3. Amb. Raw Data'!$T$4:$T$10000)),\"--\")","v":"--"},{"$f":"IF(ISNUMBER(G32),IF(F32=0,0,PERCENTILE(IF('3. Amb. Raw Data'!$R$4:R$10000='4. Summary Amb. Data'!B32,'3. Amb. Raw Data'!$T$4:$T$10000),0.9)),\"--\")","v":"--"},{"$f":"IF(ISNUMBER(G32),IF(F32=0,0,STDEV(IF('3. Amb. Raw Data'!$R$4:R$10000='4. Summary Amb. Data'!B32,'3. Amb. Raw Data'!$T$4:$T$10000))),\"--\")","v":"--"}]
["Chromium (dissolved)","7440473D","--",null,{"$f":"IF(ISNUMBER(G33),SUMIF('3. Amb. Raw Data'!R$4:R$10000,'4. Summary Amb. Data'!B33,'3. Amb. Raw Data'!S$4:S$10000),\"--\")","v":"--"},"--",{"$f":"IF(COUNTIF('3. Amb. Raw Data'!R$4:R$10000,'4. Summary Amb. Data'!B33)=0,\"--\",COUNTIF('3. Amb. Raw Data'!R$4:R$10000,'4. Summary Amb. Data'!B33))","v":"--"},{"$f":"IF(ISNUMBER(G33),IF(F33=0,0,MAX(IF('3. Amb. Raw Data'!$R$4:R$10000='4. Summary Amb. Data'!B33,'3. Amb. Raw Data'!$T$4:$T$10000))),\"--\")","v":"--"},{"$f":"IF(F33=0,0,IFERROR(GEOMEAN(IF('3. Amb. Raw Data'!$R$4:R$10000='4. Summary Amb. Data'!B33,'3. Amb. Raw Data'!$U$4:$U$10000)),\"--\"))","v":"--"},{"$f":"IFERROR(AVERAGE(IF('3. Amb. Raw Data'!$R$4:R$10000='4. Summary Amb. Data'!B33,'3. Amb. Raw Data'!$T$4:$T$10000)),\"--\")","v":"--"},{"$f":"IF(ISNUMBER(G33),IF(F33=0,0,PERCENTILE(IF('3. Amb. Raw Data'!$R$4:R$10000='4. Summary Amb. Data'!B33,'3. Amb. Raw Data'!$T$4:$T$10000),0.9)),\"--\")","v":"--"},{"$f":"IF(ISNUMBER(G33),IF(F33=0,0,STDEV(IF('3. Amb. Raw Data'!$R$4:R$10000='4. Summary Amb. Data'!B33,'3. Amb. Raw Data'!$T$4:$T$10000))),\"--\")","v":"--"}]
["Chromium III (dissolved)","16065831D","--",null,{"$f":"IF(ISNUMBER(G34),SUMIF('3. Amb. Raw Data'!R$4:R$10000,'4. Summary Amb. Data'!B34,'3. Amb. Raw Data'!S$4:S$10000),\"--\")","v":"--"},"--",{"$f":"IF(COUNTIF('3. Amb. Raw Data'!R$4:R$10000,'4. Summary Amb. Data'!B34)=0,\"--\",COUNTIF('3. Amb. Raw Data'!R$4:R$10000,'4. Summary Amb. Data'!B34))","v":"--"},{"$f":"IF(ISNUMBER(G34),IF(F34=0,0,MAX(IF('3. Amb. Raw Data'!$R$4:R$10000='4. Summary Amb. Data'!B34,'3. Amb. Raw Data'!$T$4:$T$10000))),\"--\")","v":"--"},{"$f":"IF(F34=0,0,IFERROR(GEOMEAN(IF('3. Amb. Raw Data'!$R$4:R$10000='4. Summary Amb. Data'!B34,'3. Amb. Raw Data'!$U$4:$U$10000)),\"--\"))","v":"--"},{"$f":"IFERROR(AVERAGE(IF('3. Amb. Raw Data'!$R$4:R$10000='4. Summary Amb. Data'!B34,'3. Amb. Raw Data'!$T$4:$T$10000)),\"--\")","v":"--"},{"$f":"IF(ISNUMBER(G34),IF(F34=0,0,PERCENTILE(IF('3. Amb. Raw Data'!$R$4:R$10000='4. Summary Amb. Data'!B34,'3. Amb. Raw Data'!$T$4:$T$10000),0.9)),\"--\")","v":"--"},{"$f":"IF(ISNUMBER(G34),IF(F34=0,0,STDEV(IF('3. Amb. Raw Data'!$R$4:R$10000='4. Summary Amb. Data'!B34,'3. Amb. Raw Data'!$T$4:$T$10000))),\"--\")","v":"--"}]
["Chromium VI (dissolved)","18540299D","--",null,{"$f":"IF(ISNUMBER(G35),SUMIF('3. Amb. Raw Data'!R$4:R$10000,'4. Summary Amb. Data'!B35,'3. Amb. Raw Data'!S$4:S$10000),\"--\")","v":"--"},"--",{"$f":"IF(COUNTIF('3. Amb. Raw Data'!R$4:R$10000,'4. Summary Amb. Data'!B35)=0,\"--\",COUNTIF('3. Amb. Raw Data'!R$4:R$10000,'4. Summary Amb. Data'!B35))","v":"--"},{"$f":"IF(ISNUMBER(G35),IF(F35=0,0,MAX(IF('3. Amb. Raw Data'!$R$4:R$10000='4. Summary Amb. Data'!B35,'3. Amb. Raw Data'!$T$4:$T$10000))),\"--\")","v":"--"},{"$f":"IF(F35=0,0,IFERROR(GEOMEAN(IF('3. Amb. Raw Data'!$R$4:R$10000='4. Summary Amb. Data'!B35,'3. Amb. Raw Data'!$U$4:$U$10000)),\"--\"))","v":"--"},{"$f":"IFERROR(AVERAGE(IF('3. Amb. Raw Data'!$R$4:R$10000='4. Summary Amb. Data'!B35,'3. Amb. Raw Data'!$T$4:$T$10000)),\"--\")","v":"--"},{"$f":"IF(ISNUMBER(G35),IF(F35=0,0,PERCENTILE(IF('3. Amb. Raw Data'!$R$4:R$10000='4. Summary Amb. Data'!B35,'3. Amb. Raw Data'!$T$4:$T$10000),0.9)),\"--\")","v":"--"},{"$f":"IF(ISNUMBER(G35),IF(F35=0,0,STDEV(IF('3. Amb. Raw Data'!$R$4:R$10000='4. Summary Amb. Data'!B35,'3. Amb. Raw Data'!$T$4:$T$10000))),\"--\")","v":"--"}]
["Copper (total recoverable)","7440508T","--",null,{"$f":"IF(ISNUMBER(G36),SUMIF('3. Amb. Raw Data'!R$4:R$10000,'4. Summary Amb. Data'!B36,'3. Amb. Raw Data'!S$4:S$10000),\"--\")","v":"--"},"--",{"$f":"IF(COUNTIF('3. Amb. Raw Data'!R$4:R$10000,'4. Summary Amb. Data'!B36)=0,\"--\",COUNTIF('3. Amb. Raw Data'!R$4:R$10000,'4. Summary Amb. Data'!B36))","v":"--"},{"$f":"IF(ISNUMBER(G36),IF(F36=0,0,MAX(IF('3. Amb. Raw Data'!$R$4:R$10000='4. Summary Amb. Data'!B36,'3. Amb. Raw Data'!$T$4:$T$10000))),\"--\")","v":"--"},{"$f":"IF(F36=0,0,IFERROR(GEOMEAN(IF('3. Amb. Raw Data'!$R$4:R$10000='4. Summary Amb. Data'!B36,'3. Amb. Raw Data'!$U$4:$U$10000)),\"--\"))","v":"--"},{"$f":"IFERROR(AVERAGE(IF('3. Amb. Raw Data'!$R$4:R$10000='4. Summary Amb. Data'!B36,'3. Amb. Raw Data'!$T$4:$T$10000)),\"--\")","v":"--"},{"$f":"IF(ISNUMBER(G36),IF(F36=0,0,PERCENTILE(IF('3. Amb. Raw Data'!$R$4:R$10000='4. Summary Amb. Data'!B36,'3. Amb. Raw Data'!$T$4:$T$10000),0.9)),\"--\")","v":"--"},{"$f":"IF(ISNUMBER(G36),IF(F36=0,0,STDEV(IF('3. Amb. Raw Data'!$R$4:R$10000='4. Summary Amb. Data'!B36,'3. Amb. Raw Data'!$T$4:$T$10000))),\"--\")","v":"--"}]
["Copper (dissolved)","7440508D","--",null,{"$f":"IF(ISNUMBER(G37),SUMIF('3. Amb. Raw Data'!R$4:R$10000,'4. Summary Amb. Data'!B37,'3. Amb. Raw Data'!S$4:S$10000),\"--\")","v":"--"},"--",{"$f":"IF(COUNTIF('3. Amb. Raw Data'!R$4:R$10000,'4. Summary Amb. Data'!B37)=0,\"--\",COUNTIF('3. Amb. Raw Data'!R$4:R$10000,'4. Summary Amb. Data'!B37))","v":"--"},{"$f":"IF(ISNUMBER(G37),IF(F37=0,0,MAX(IF('3. Amb. Raw Data'!$R$4:R$10000='4. Summary Amb. Data'!B37,'3. Amb. Raw Data'!$T$4:$T$10000))),\"--\")","v":"--"},{"$f":"IF(F37=0,0,IFERROR(GEOMEAN(IF('3. Amb. Raw Data'!$R$4:R$10000='4. Summary Amb. Data'!B37,'3. Amb. Raw Data'!$U$4:$U$10000)),\"--\"))","v":"--"},{"$f":"IFERROR(AVERAGE(IF('3. Amb. Raw Data'!$R$4:R$10000='4. Summary Amb. Data'!B37,'3. Amb. Raw Data'!$T$4:$T$10000)),\"--\")","v":"--"},{"$f":"IF(ISNUMBER(G37),IF(F37=0,0,PERCENTILE(IF('3. Amb. Raw Data'!$R$4:R$10000='4. Summary Amb. Data'!B37,'3. Amb. Raw Data'!$T$4:$T$10000),0.9)),\"--\")","v":"--"},{"$f":"IF(ISNUMBER(G37),IF(F37=0,0,STDEV(IF('3. Amb. Raw Data'!$R$4:R$10000='4. Summary Amb. Data'!B37,'3. Amb. Raw Data'!$T$4:$T$10000))),\"--\")","v":"--"}]
["Iron (total recoverable)","7439896T","--",null,{"$f":"IF(ISNUMBER(G38),SUMIF('3. Amb. Raw Data'!R$4:R$10000,'4. Summary Amb. Data'!B38,'3. Amb. Raw Data'!S$4:S$10000),\"--\")","v":"--"},"--",{"$f":"IF(COUNTIF('3. Amb. Raw Data'!R$4:R$10000,'4. Summary Amb. Data'!B38)=0,\"--\",COUNTIF('3. Amb. Raw Data'!R$4:R$10000,'4. Summary Amb. Data'!B38))","v":"--"},{"$f":"IF(ISNUMBER(G38),IF(F38=0,0,MAX(IF('3. Amb. Raw Data'!$R$4:R$10000='4. Summary Amb. Data'!B38,'3. Amb. Raw Data'!$T$4:$T$10000))),\"--\")","v":"--"},{"$f":"IF(F38=0,0,IFERROR(GEOMEAN(IF('3. Amb. Raw Data'!$R$4:R$10000='4. Summary Amb. Data'!B38,'3. Amb. Raw Data'!$U$4:$U$10000)),\"--\"))","v":"--"},{"$f":"IFERROR(AVERAGE(IF('3. Amb. Raw Data'!$R$4:R$10000='4. Summary Amb. Data'!B38,'3. Amb. Raw Data'!$T$4:$T$10000)),\"--\")","v":"--"},{"$f":"IF(ISNUMBER(G38),IF(F38=0,0,PERCENTILE(IF('3. Amb. Raw Data'!$R$4:R$10000='4. Summary Amb. Data'!B38,'3. Amb. Raw Data'!$T$4:$T$10000),0.9)),\"--\")","v":"--"},{"$f":"IF(ISNUMBER(G38),IF(F38=0,0,STDEV(IF('3. Amb. Raw Data'!$R$4:R$10000='4. Summary Amb. Data'!B38,'3. Amb. Raw Data'!$T$4:$T$10000))),\"--\")","v":"--"}]
["Lead (total recoverable)","7439921T","--",null,{"$f":"IF(ISNUMBER(G39),SUMIF('3. Amb. Raw Data'!R$4:R$10000,'4. Summary Amb. Data'!B39,'3. Amb. Raw Data'!S$4:S$10000),\"--\")","v":"--"},"--",{"$f":"IF(COUNTIF('3. Amb. Raw Data'!R$4:R$10000,'4. Summary Amb. Data'!B39)=0,\"--\",COUNTIF('3. Amb. Raw Data'!R$4:R$10000,'4. Summary Amb. Data'!B39))","v":"--"},{"$f":"IF(ISNUMBER(G39),IF(F39=0,0,MAX(IF('3. Amb. Raw Data'!$R$4:R$10000='4. Summary Amb. Data'!B39,'3. Amb. Raw Data'!$T$4:$T$10000))),\"--\")","v":"--"},{"$f":"IF(F39=0,0,IFERROR(GEOMEAN(IF('3. Amb. Raw Data'!$R$4:R$10000='4. Summary Amb. Data'!B39,'3. Amb. Raw Data'!$U$4:$U$10000)),\"--\"))","v":"--"},{"$f":"IFERROR(AVERAGE(IF('3. Amb. Raw Data'!$R$4:R$10000='4. Summary Amb. Data'!B39,'3. Amb. Raw Data'!$T$4:$T$10000)),\"--\")","v":"--"},{"$f":"IF(ISNUMBER(G39),IF(F39=0,0,PERCENTILE(IF('3. Amb. Raw Data'!$R$4:R$10000='4. Summary Amb. Data'!B39,'3. Amb. Raw Data'!$T$4:$T$10000),0.9)),\"--\")","v":"--"},{"$f":"IF(ISNUMBER(G39),IF(F39=0,0,STDEV(IF('3. Amb. Raw Data'!$R$4:R$10000='4. Summary Amb. Data'!B39,'3. Amb. Raw Data'!$T$4:$T$10000))),\"--\")","v":"--"}]
["Lead (dissolved)","7439921D","--",null,{"$f":"IF(ISNUMBER(G40),SUMIF('3. Amb. Raw Data'!R$4:R$10000,'4. Summary Amb. Data'!B40,'3. Amb. Raw Data'!S$4:S$10000),\"--\")","v":"--"},"--",{"$f":"IF(COUNTIF('3. Amb. Raw Data'!R$4:R$10000,'4. Summary Amb. Data'!B40)=0,\"--\",COUNTIF('3. Amb. Raw Data'!R$4:R$10000,'4. Summary Amb. Data'!B40))","v":"--"},{"$f":"IF(ISNUMBER(G40),IF(F40=0,0,MAX(IF('3. Amb. Raw Data'!$R$4:R$10000='4. Summary Amb. Data'!B40,'3. Amb. Raw Data'!$T$4:$T$10000))),\"--\")","v":"--"},{"$f":"IF(F40=0,0,IFERROR(GEOMEAN(IF('3. Amb. Raw Data'!$R$4:R$10000='4. Summary Amb. Data'!B40,'3. Amb. Raw Data'!$U$4:$U$10000)),\"--\"))","v":"--"},{"$f":"IFERROR(AVERAGE(IF('3. Amb. Raw Data'!$R$4:R$10000='4. Summary Amb. Data'!B40,'3. Amb. Raw Data'!$T$4:$T$10000)),\"--\")","v":"--"},{"$f":"IF(ISNUMBER(G40),IF(F40=0,0,PERCENTILE(IF('3. Amb. Raw Data'!$R$4:R$10000='4. Summary Amb. Data'!B40,'3. Amb. Raw Data'!$T$4:$T$10000),0.9)),\"--\")","v":"--"},{"$f":"IF(ISNUMBER(G40),IF(F40=0,0,STDEV(IF('3. Amb. Raw Data'!$R$4:R$10000='4. Summary Amb. Data'!B40,'3. Amb. Raw Data'!$T$4:$T$10000))),\"--\")","v":"--"}]
["Mercury (total)","7439976T","--",null,{"$f":"IF(ISNUMBER(G41),SUMIF('3. Amb. Raw Data'!R$4:R$10000,'4. Summary Amb. Data'!B41,'3. Amb. Raw Data'!S$4:S$10000),\"--\")","v":"--"},"--",{"$f":"IF(COUNTIF('3. Amb. Raw Data'!R$4:R$10000,'4. Summary Amb. Data'!B41)=0,\"--\",COUNTIF('3. Amb. Raw Data'!R$4:R$10000,'4. Summary Amb. Data'!B41))","v":"--"},{"$f":"IF(ISNUMBER(G41),IF(F41=0,0,MAX(IF('3. Amb. Raw Data'!$R$4:R$10000='4. Summary Amb. Data'!B41,'3. Amb. Raw Data'!$T$4:$T$10000))),\"--\")","v":"--"},{"$f":"IF(F41=0,0,IFERROR(GEOMEAN(IF('3. Amb. Raw Data'!$R$4:R$10000='4. Summary Amb. Data'!B41,'3. Amb. Raw Data'!$U$4:$U$10000)),\"--\"))","v":"--"},{"$f":"IFERROR(AVERAGE(IF('3. Amb. Raw Data'!$R$4:R$10000='4. Summary Amb. Data'!B41,'3. Amb. Raw Data'!$T$4:$T$10000)),\"--\")","v":"--"},{"$f":"IF(ISNUMBER(G41),IF(F41=0,0,PERCENTILE(IF('3. Amb. Raw Data'!$R$4:R$10000='4. Summary Amb. Data'!B41,'3. Amb. Raw Data'!$T$4:$T$10000),0.9)),\"--\")","v":"--"},{"$f":"IF(ISNUMBER(G41),IF(F41=0,0,STDEV(IF('3. Amb. Raw Data'!$R$4:R$10000='4. Summary Amb. Data'!B41,'3. Amb. Raw Data'!$T$4:$T$10000))),\"--\")","v":"--"}]
["Methyl Mercury","22967926T","--",null,{"$f":"IF(ISNUMBER(G42),SUMIF('3. Amb. Raw Data'!R$4:R$10000,'4. Summary Amb. Data'!B42,'3. Amb. Raw Data'!S$4:S$10000),\"--\")","v":"--"},"--",{"$f":"IF(COUNTIF('3. Amb. Raw Data'!R$4:R$10000,'4. Summary Amb. Data'!B42)=0,\"--\",COUNTIF('3. Amb. Raw Data'!R$4:R$10000,'4. Summary Amb. Data'!B42))","v":"--"},{"$f":"IF(ISNUMBER(G42),IF(F42=0,0,MAX(IF('3. Amb. Raw Data'!$R$4:R$10000='4. Summary Amb. Data'!B42,'3. Amb. Raw Data'!$T$4:$T$10000))),\"--\")","v":"--"},{"$f":"IF(F42=0,0,IFERROR(GEOMEAN(IF('3. Amb. Raw Data'!$R$4:R$10000='4. Summary Amb. Data'!B42,'3. Amb. Raw Data'!$U$4:$U$10000)),\"--\"))","v":"--"},{"$f":"IFERROR(AVERAGE(IF('3. Amb. Raw Data'!$R$4:R$10000='4. Summary Amb. Data'!B42,'3. Amb. Raw Data'!$T$4:$T$10000)),\"--\")","v":"--"},{"$f":"IF(ISNUMBER(G42),IF(F42=0,0,PERCENTILE(IF('3. Amb. Raw Data'!$R$4:R$10000='4. Summary Amb. Data'!B42,'3. Amb. Raw Data'!$T$4:$T$10000),0.9)),\"--\")","v":"--"},{"$f":"IF(ISNUMBER(G42),IF(F42=0,0,STDEV(IF('3. Amb. Raw Data'!$R$4:R$10000='4. Summary Amb. Data'!B42,'3. Amb. Raw Data'!$T$4:$T$10000))),\"--\")","v":"--"}]
["Nickel (total recoverable)","7440020T","--",null,{"$f":"IF(ISNUMBER(G43),SUMIF('3. Amb. Raw Data'!R$4:R$10000,'4. Summary Amb. Data'!B43,'3. Amb. Raw Data'!S$4:S$10000),\"--\")","v":"--"},"--",{"$f":"IF(COUNTIF('3. Amb. Raw Data'!R$4:R$10000,'4. Summary Amb. Data'!B43)=0,\"--\",COUNTIF('3. Amb. Raw Data'!R$4:R$10000,'4. Summary Amb. Data'!B43))","v":"--"},{"$f":"IF(ISNUMBER(G43),IF(F43=0,0,MAX(IF('3. Amb. Raw Data'!$R$4:R$10000='4. Summary Amb. Data'!B43,'3. Amb. Raw Data'!$T$4:$T$10000))),\"--\")","v":"--"},{"$f":"IF(F43=0,0,IFERROR(GEOMEAN(IF('3. Amb. Raw Data'!$R$4:R$10000='4. Summary Amb. Data'!B43,'3. Amb. Raw Data'!$U$4:$U$10000)),\"--\"))","v":"--"},{"$f":"IFERROR(AVERAGE(IF('3. Amb. Raw Data'!$R$4:R$10000='4. Summary Amb. Data'!B43,'3. Amb. Raw Data'!$T$4:$T$10000)),\"--\")","v":"--"},{"$f":"IF(ISNUMBER(G43),IF(F43=0,0,PERCENTILE(IF('3. Amb. Raw Data'!$R$4:R$10000='4. Summary Amb. Data'!B43,'3. Amb. Raw Data'!$T$4:$T$10000),0.9)),\"--\")","v":"--"},{"$f":"IF(ISNUMBER(G43),IF(F43=0,0,STDEV(IF('3. Amb. Raw Data'!$R$4:R$10000='4. Summary Amb. Data'!B43,'3. Amb. Raw Data'!$T$4:$T$10000))),\"--\")","v":"--"}]
["Nickel (dissolved)","7440020D","--",null,{"$f":"IF(ISNUMBER(G44),SUMIF('3. Amb. Raw Data'!R$4:R$10000,'4. Summary Amb. Data'!B44,'3. Amb. Raw Data'!S$4:S$10000),\"--\")","v":"--"},"--",{"$f":"IF(COUNTIF('3. Amb. Raw Data'!R$4:R$10000,'4. Summary Amb. Data'!B44)=0,\"--\",COUNTIF('3. Amb. Raw Data'!R$4:R$10000,'4. Summary Amb. Data'!B44))","v":"--"},{"$f":"IF(ISNUMBER(G44),IF(F44=0,0,MAX(IF('3. Amb. Raw Data'!$R$4:R$10000='4. Summary Amb. Data'!B44,'3. Amb. Raw Data'!$T$4:$T$10000))),\"--\")","v":"--"},{"$f":"IF(F44=0,0,IFERROR(GEOMEAN(IF('3. Amb. Raw Data'!$R$4:R$10000='4. Summary Amb. Data'!B44,'3. Amb. Raw Data'!$U$4:$U$10000)),\"--\"))","v":"--"},{"$f":"IFERROR(AVERAGE(IF('3. Amb. Raw Data'!$R$4:R$10000='4. Summary Amb. Data'!B44,'3. Amb. Raw Data'!$T$4:$T$10000)),\"--\")","v":"--"},{"$f":"IF(ISNUMBER(G44),IF(F44=0,0,PERCENTILE(IF('3. Amb. Raw Data'!$R$4:R$10000='4. Summary Amb. Data'!B44,'3. Amb. Raw Data'!$T$4:$T$10000),0.9)),\"--\")","v":"--"},{"$f":"IF(ISNUMBER(G44),IF(F44=0,0,STDEV(IF('3. Amb. Raw Data'!$R$4:R$10000='4. Summary Amb. Data'!B44,'3. Amb. Raw Data'!$T$4:$T$10000))),\"--\")","v":"--"}]
["Selenium (total recoverable)","7782492T","--",null,{"$f":"IF(ISNUMBER(G45),SUMIF('3. Amb. Raw Data'!R$4:R$10000,'4. Summary Amb. Data'!B45,'3. Amb. Raw Data'!S$4:S$10000),\"--\")","v":"--"},"--",{"$f":"IF(COUNTIF('3. Amb. Raw Data'!R$4:R$10000,'4. Summary Amb. Data'!B45)=0,\"--\",COUNTIF('3. Amb. Raw Data'!R$4:R$10000,'4. Summary Amb. Data'!B45))","v":"--"},{"$f":"IF(ISNUMBER(G45),IF(F45=0,0,MAX(IF('3. Amb. Raw Data'!$R$4:R$10000='4. Summary Amb. Data'!B45,'3. Amb. Raw Data'!$T$4:$T$10000))),\"--\")","v":"--"},{"$f":"IF(F45=0,0,IFERROR(GEOMEAN(IF('3. Amb. Raw Data'!$R$4:R$10000='4. Summary Amb. Data'!B45,'3. Amb. Raw Data'!$U$4:$U$10000)),\"--\"))","v":"--"},{"$f":"IFERROR(AVERAGE(IF('3. Amb. Raw Data'!$R$4:R$10000='4. Summary Amb. Data'!B45,'3. Amb. Raw Data'!$T$4:$T$10000)),\"--\")","v":"--"},{"$f":"IF(ISNUMBER(G45),IF(F45=0,0,PERCENTILE(IF('3. Amb. Raw Data'!$R$4:R$10000='4. Summary Amb. Data'!B45,'3. Amb. Raw Data'!$T$4:$T$10000),0.9)),\"--\")","v":"--"},{"$f":"IF(ISNUMBER(G45),IF(F45=0,0,STDEV(IF('3. Amb. Raw Data'!$R$4:R$10000='4. Summary Amb. Data'!B45,'3. Amb. Raw Data'!$T$4:$T$10000))),\"--\")","v":"--"}]
["Selenium (dissolved)","7782492D","--",null,{"$f":"IF(ISNUMBER(G46),SUMIF('3. Amb. Raw Data'!R$4:R$10000,'4. Summary Amb. Data'!B46,'3. Amb. Raw Data'!S$4:S$10000),\"--\")","v":"--"},"--",{"$f":"IF(COUNTIF('3. Amb. Raw Data'!R$4:R$10000,'4. Summary Amb. Data'!B46)=0,\"--\",COUNTIF('3. Amb. Raw Data'!R$4:R$10000,'4. Summary Amb. Data'!B46))","v":"--"},{"$f":"IF(ISNUMBER(G46),IF(F46=0,0,MAX(IF('3. Amb. Raw Data'!$R$4:R$10000='4. Summary Amb. Data'!B46,'3. Amb. Raw Data'!$T$4:$T$10000))),\"--\")","v":"--"},{"$f":"IF(F46=0,0,IFERROR(GEOMEAN(IF('3. Amb. Raw Data'!$R$4:R$10000='4. Summary Amb. Data'!B46,'3. Amb. Raw Data'!$U$4:$U$10000)),\"--\"))","v":"--"},{"$f":"IFERROR(AVERAGE(IF('3. Amb. Raw Data'!$R$4:R$10000='4. Summary Amb. Data'!B46,'3. Amb. Raw Data'!$T$4:$T$10000)),\"--\")","v":"--"},{"$f":"IF(ISNUMBER(G46),IF(F46=0,0,PERCENTILE(IF('3. Amb. Raw Data'!$R$4:R$10000='4. Summary Amb. Data'!B46,'3. Amb. Raw Data'!$T$4:$T$10000),0.9)),\"--\")","v":"--"},{"$f":"IF(ISNUMBER(G46),IF(F46=0,0,STDEV(IF('3. Amb. Raw Data'!$R$4:R$10000='4. Summary Amb. Data'!B46,'3. Amb. Raw Data'!$T$4:$T$10000))),\"--\")","v":"--"}]
["Silver (total recoverable)","7440224T","--",null,{"$f":"IF(ISNUMBER(G47),SUMIF('3. Amb. Raw Data'!R$4:R$10000,'4. Summary Amb. Data'!B47,'3. Amb. Raw Data'!S$4:S$10000),\"--\")","v":"--"},"--",{"$f":"IF(COUNTIF('3. Amb. Raw Data'!R$4:R$10000,'4. Summary Amb. Data'!B47)=0,\"--\",COUNTIF('3. Amb. Raw Data'!R$4:R$10000,'4. Summary Amb. Data'!B47))","v":"--"},{"$f":"IF(ISNUMBER(G47),IF(F47=0,0,MAX(IF('3. Amb. Raw Data'!$R$4:R$10000='4. Summary Amb. Data'!B47,'3. Amb. Raw Data'!$T$4:$T$10000))),\"--\")","v":"--"},{"$f":"IF(F47=0,0,IFERROR(GEOMEAN(IF('3. Amb. Raw Data'!$R$4:R$10000='4. Summary Amb. Data'!B47,'3. Amb. Raw Data'!$U$4:$U$10000)),\"--\"))","v":"--"},{"$f":"IFERROR(AVERAGE(IF('3. Amb. Raw Data'!$R$4:R$10000='4. Summary Amb. Data'!B47,'3. Amb. Raw Data'!$T$4:$T$10000)),\"--\")","v":"--"},{"$f":"IF(ISNUMBER(G47),IF(F47=0,0,PERCENTILE(IF('3. Amb. Raw Data'!$R$4:R$10000='4. Summary Amb. Data'!B47,'3. Amb. Raw Data'!$T$4:$T$10000),0.9)),\"--\")","v":"--"},{"$f":"IF(ISNUMBER(G47),IF(F47=0,0,STDEV(IF('3. Amb. Raw Data'!$R$4:R$10000='4. Summary Amb. Data'!B47,'3. Amb. Raw Data'!$T$4:$T$10000))),\"--\")","v":"--"}]
["Silver (dissolved)","7440224D","--",null,{"$f":"IF(ISNUMBER(G48),SUMIF('3. Amb. Raw Data'!R$4:R$10000,'4. Summary Amb. Data'!B48,'3. Amb. Raw Data'!S$4:S$10000),\"--\")","v":"--"},"--",{"$f":"IF(COUNTIF('3. Amb. Raw Data'!R$4:R$10000,'4. Summary Amb. Data'!B48)=0,\"--\",COUNTIF('3. Amb. Raw Data'!R$4:R$10000,'4. Summary Amb. Data'!B48))","v":"--"},{"$f":"IF(ISNUMBER(G48),IF(F48=0,0,MAX(IF('3. Amb. Raw Data'!$R$4:R$10000='4. Summary Amb. Data'!B48,'3. Amb. Raw Data'!$T$4:$T$10000))),\"--\")","v":"--"},{"$f":"IF(F48=0,0,IFERROR(GEOMEAN(IF('3. Amb. Raw Data'!$R$4:R$10000='4. Summary Amb. Data'!B48,'3. Amb. Raw Data'!$U$4:$U$10000)),\"--\"))","v":"--"},{"$f":"IFERROR(AVERAGE(IF('3. Amb. Raw Data'!$R$4:R$10000='4. Summary Amb. Data'!B48,'3. Amb. Raw Data'!$T$4:$T$10000)),\"--\")","v":"--"},{"$f":"IF(ISNUMBER(G48),IF(F48=0,0,PERCENTILE(IF('3. Amb. Raw Data'!$R$4:R$10000='4. Summary Amb. Data'!B48,'3. Amb. Raw Data'!$T$4:$T$10000),0.9)),\"--\")","v":"--"},{"$f":"IF(ISNUMBER(G48),IF(F48=0,0,STDEV(IF('3. Amb. Raw Data'!$R$4:R$10000='4. Summary Amb. Data'!B48,'3. Amb. Raw Data'!$T$4:$T$10000))),\"--\")","v":"--"}]
["Thallium (total recoverable)","7440280T","--",null,{"$f":"IF(ISNUMBER(G49),SUMIF('3. Amb. Raw Data'!R$4:R$10000,'4. Summary Amb. Data'!B49,'3. Amb. Raw Data'!S$4:S$10000),\"--\")","v":"--"},"--",{"$f":"IF(COUNTIF('3. Amb. Raw Data'!R$4:R$10000,'4. Summary Amb. Data'!B49)=0,\"--\",COUNTIF('3. Amb. Raw Data'!R$4:R$10000,'4. Summary Amb. Data'!B49))","v":"--"},{"$f":"IF(ISNUMBER(G49),IF(F49=0,0,MAX(IF('3. Amb. Raw Data'!$R$4:R$10000='4. Summary Amb. Data'!B49,'3. Amb. Raw Data'!$T$4:$T$10000))),\"--\")","v":"--"},{"$f":"IF(F49=0,0,IFERROR(GEOMEAN(IF('3. Amb. Raw Data'!$R$4:R$10000='4. Summary Amb. Data'!B49,'3. Amb. Raw Data'!$U$4:$U$10000)),\"--\"))","v":"--"},{"$f":"IFERROR(AVERAGE(IF('3. Amb. Raw Data'!$R$4:R$10000='4. Summary Amb. Data'!B49,'3. Amb. Raw Data'!$T$4:$T$10000)),\"--\")","v":"--"},{"$f":"IF(ISNUMBER(G49),IF(F49=0,0,PERCENTILE(IF('3. Amb. Raw Data'!$R$4:R$10000='4. Summary Amb. Data'!B49,'3. Amb. Raw Data'!$T$4:$T$10000),0.9)),\"--\")","v":"--"},{"$f":"IF(ISNUMBER(G49),IF(F49=0,0,STDEV(IF('3. Amb. Raw Data'!$R$4:R$10000='4. Summary Amb. Data'!B49,'3. Amb. Raw Data'!$T$4:$T$10000))),\"--\")","v":"--"}]
["Zinc (total recoverable)","7440666T","--",null,{"$f":"IF(ISNUMBER(G50),SUMIF('3. Amb. Raw Data'!R$4:R$10000,'4. Summary Amb. Data'!B50,'3. Amb. Raw Data'!S$4:S$10000),\"--\")","v":"--"},"--",{"$f":"IF(COUNTIF('3. Amb. Raw Data'!R$4:R$10000,'4. Summary Amb. Data'!B50)=0,\"--\",COUNTIF('3. Amb. Raw Data'!R$4:R$10000,'4. Summary Amb. Data'!B50))","v":"--"},{"$f":"IF(ISNUMBER(G50),IF(F50=0,0,MAX(IF('3. Amb. Raw Data'!$R$4:R$10000='4. Summary Amb. Data'!B50,'3. Amb. Raw Data'!$T$4:$T$10000))),\"--\")","v":"--"},{"$f":"IF(F50=0,0,IFERROR(GEOMEAN(IF('3. Amb. Raw Data'!$R$4:R$10000='4. Summary Amb. Data'!B50,'3. Amb. Raw Data'!$U$4:$U$10000)),\"--\"))","v":"--"},{"$f":"IFERROR(AVERAGE(IF('3. Amb. Raw Data'!$R$4:R$10000='4. Summary Amb. Data'!B50,'3. Amb. Raw Data'!$T$4:$T$10000)),\"--\")","v":"--"},{"$f":"IF(ISNUMBER(G50),IF(F50=0,0,PERCENTILE(IF('3. Amb. Raw Data'!$R$4:R$10000='4. Summary Amb. Data'!B50,'3. Amb. Raw Data'!$T$4:$T$10000),0.9)),\"--\")","v":"--"},{"$f":"IF(ISNUMBER(G50),IF(F50=0,0,STDEV(IF('3. Amb. Raw Data'!$R$4:R$10000='4. Summary Amb. Data'!B50,'3. Amb. Raw Data'!$T$4:$T$10000))),\"--\")","v":"--"}]
["Zinc (dissolved)","7440666D","--",null,{"$f":"IF(ISNUMBER(G51),SUMIF('3. Amb. Raw Data'!R$4:R$10000,'4. Summary Amb. Data'!B51,'3. Amb. Raw Data'!S$4:S$10000),\"--\")","v":"--"},"--",{"$f":"IF(COUNTIF('3. Amb. Raw Data'!R$4:R$10000,'4. Summary Amb. Data'!B51)=0,\"--\",COUNTIF('3. Amb. Raw Data'!R$4:R$10000,'4. Summary Amb. Data'!B51))","v":"--"},{"$f":"IF(ISNUMBER(G51),IF(F51=0,0,MAX(IF('3. Amb. Raw Data'!$R$4:R$10000='4. Summary Amb. Data'!B51,'3. Amb. Raw Data'!$T$4:$T$10000))),\"--\")","v":"--"},{"$f":"IF(F51=0,0,IFERROR(GEOMEAN(IF('3. Amb. Raw Data'!$R$4:R$10000='4. Summary Amb. Data'!B51,'3. Amb. Raw Data'!$U$4:$U$10000)),\"--\"))","v":"--"},{"$f":"IFERROR(AVERAGE(IF('3. Amb. Raw Data'!$R$4:R$10000='4. Summary Amb. Data'!B51,'3. Amb. Raw Data'!$T$4:$T$10000)),\"--\")","v":"--"},{"$f":"IF(ISNUMBER(G51),IF(F51=0,0,PERCENTILE(IF('3. Amb. Raw Data'!$R$4:R$10000='4. Summary Amb. Data'!B51,'3. Amb. Raw Data'!$T$4:$T$10000),0.9)),\"--\")","v":"--"},{"$f":"IF(ISNUMBER(G51),IF(F51=0,0,STDEV(IF('3. Amb. Raw Data'!$R$4:R$10000='4. Summary Amb. Data'!B51,'3. Amb. Raw Data'!$T$4:$T$10000))),\"--\")","v":"--"}]
["Cyanide (total)","57125T","--",null,{"$f":"IF(ISNUMBER(G52),SUMIF('3. Amb. Raw Data'!R$4:R$10000,'4. Summary Amb. Data'!B52,'3. Amb. Raw Data'!S$4:S$10000),\"--\")","v":"--"},"--",{"$f":"IF(COUNTIF('3. Amb. Raw Data'!R$4:R$10000,'4. Summary Amb. Data'!B52)=0,\"--\",COUNTIF('3. Amb. Raw Data'!R$4:R$10000,'4. Summary Amb. Data'!B52))","v":"--"},{"$f":"IF(ISNUMBER(G52),IF(F52=0,0,MAX(IF('3. Amb. Raw Data'!$R$4:R$10000='4. Summary Amb. Data'!B52,'3. Amb. Raw Data'!$T$4:$T$10000))),\"--\")","v":"--"},{"$f":"IF(F52=0,0,IFERROR(GEOMEAN(IF('3. Amb. Raw Data'!$R$4:R$10000='4. Summary Amb. Data'!B52,'3. Amb. Raw Data'!$U$4:$U$10000)),\"--\"))","v":"--"},{"$f":"IFERROR(AVERAGE(IF('3. Amb. Raw Data'!$R$4:R$10000='4. Summary Amb. Data'!B52,'3. Amb. Raw Data'!$T$4:$T$10000)),\"--\")","v":"--"},{"$f":"IF(ISNUMBER(G52),IF(F52=0,0,PERCENTILE(IF('3. Amb. Raw Data'!$R$4:R$10000='4. Summary Amb. Data'!B52,'3. Amb. Raw Data'!$T$4:$T$10000),0.9)),\"--\")","v":"--"},{"$f":"IF(ISNUMBER(G52),IF(F52=0,0,STDEV(IF('3. Amb. Raw Data'!$R$4:R$10000='4. Summary Amb. Data'!B52,'3. Amb. Raw Data'!$T$4:$T$10000))),\"--\")","v":"--"}]
["Cyanide (free)","57125F","--",null,{"$f":"IF(ISNUMBER(G53),SUMIF('3. Amb. Raw Data'!R$4:R$10000,'4. Summary Amb. Data'!B53,'3. Amb. Raw Data'!S$4:S$10000),\"--\")","v":"--"},"--",{"$f":"IF(COUNTIF('3. Amb. Raw Data'!R$4:R$10000,'4. Summary Amb. Data'!B53)=0,\"--\",COUNTIF('3. Amb. Raw Data'!R$4:R$10000,'4. Summary Amb. Data'!B53))","v":"--"},{"$f":"IF(ISNUMBER(G53),IF(F53=0,0,MAX(IF('3. Amb. Raw Data'!$R$4:R$10000='4. Summary Amb. Data'!B53,'3. Amb. Raw Data'!$T$4:$T$10000))),\"--\")","v":"--"},{"$f":"IF(F53=0,0,IFERROR(GEOMEAN(IF('3. Amb. Raw Data'!$R$4:R$10000='4. Summary Amb. Data'!B53,'3. Amb. Raw Data'!$U$4:$U$10000)),\"--\"))","v":"--"},{"$f":"IFERROR(AVERAGE(IF('3. Amb. Raw Data'!$R$4:R$10000='4. Summary Amb. Data'!B53,'3. Amb. Raw Data'!$T$4:$T$10000)),\"--\")","v":"--"},{"$f":"IF(ISNUMBER(G53),IF(F53=0,0,PERCENTILE(IF('3. Amb. Raw Data'!$R$4:R$10000='4. Summary Amb. Data'!B53,'3. Amb. Raw Data'!$T$4:$T$10000),0.9)),\"--\")","v":"--"},{"$f":"IF(ISNUMBER(G53),IF(F53=0,0,STDEV(IF('3. Amb. Raw Data'!$R$4:R$10000='4. Summary Amb. Data'!B53,'3. Amb. Raw Data'!$T$4:$T$10000))),\"--\")","v":"--"}]
["Total phenolic compounds","--","--",null,{"$f":"IF(ISNUMBER(G54),SUMIF('3. Amb. Raw Data'!R$4:R$10000,'4. Summary Amb. Data'!B54,'3. Amb. Raw Data'!S$4:S$10000),\"--\")","v":"--"},"--",{"$f":"IF(COUNTIF('3. Amb. Raw Data'!R$4:R$10000,'4. Summary Amb. Data'!B54)=0,\"--\",COUNTIF('3. Amb. Raw Data'!R$4:R$10000,'4. Summary Amb. Data'!B54))","v":"--"},{"$f":"IF(ISNUMBER(G54),IF(F54=0,0,MAX(IF('3. Amb. Raw Data'!$R$4:R$10000='4. Summary Amb. Data'!B54,'3. Amb. Raw Data'!$T$4:$T$10000))),\"--\")","v":"--"},{"$f":"IF(F54=0,0,IFERROR(GEOMEAN(IF('3. Amb. Raw Data'!$R$4:R$10000='4. Summary Amb. Data'!B54,'3. Amb. Raw Data'!$U$4:$U$10000)),\"--\"))","v":"--"},{"$f":"IFERROR(AVERAGE(IF('3. Amb. Raw Data'!$R$4:R$10000='4. Summary Amb. Data'!B54,'3. Amb. Raw Data'!$T$4:$T$10000)),\"--\")","v":"--"},{"$f":"IF(ISNUMBER(G54),IF(F54=0,0,PERCENTILE(IF('3. Amb. Raw Data'!$R$4:R$10000='4. Summary Amb. Data'!B54,'3. Amb. Raw Data'!$T$4:$T$10000),0.9)),\"--\")","v":"--"},{"$f":"IF(ISNUMBER(G54),IF(F54=0,0,STDEV(IF('3. Amb. Raw Data'!$R$4:R$10000='4. Summary Amb. Data'!B54,'3. Amb. Raw Data'!$T$4:$T$10000))),\"--\")","v":"--"}]
["Table 2:  Volatile organic compounds"]
["Acrolein",107028,"--",null,{"$f":"IF(ISNUMBER(G56),SUMIF('3. Amb. Raw Data'!R$4:R$10000,'4. Summary Amb. Data'!B56,'3. Amb. Raw Data'!S$4:S$10000),\"--\")","v":"--"},{"$f":"IF(ISNUMBER(G56),G56-E56,\"--\")","v":"--"},{"$f":"IF(COUNTIF('3. Amb. Raw Data'!R$4:R$10000,'4. Summary Amb. Data'!B56)=0,\"--\",COUNTIF('3. Amb. Raw Data'!R$4:R$10000,'4. Summary Amb. Data'!B56))","v":"--"},{"$f":"IF(ISNUMBER(G56),IF(F56=0,0,MAX(IF('3. Amb. Raw Data'!$R$4:R$10000='4. Summary Amb. Data'!B56,'3. Amb. Raw Data'!$T$4:$T$10000))),\"--\")","v":"--"},{"$f":"IF(F56=0,0,IFERROR(GEOMEAN(IF('3. Amb. Raw Data'!$R$4:R$10000='4. Summary Amb. Data'!B56,'3. Amb. Raw Data'!$U$4:$U$10000)),\"--\"))","v":"--"},{"$f":"IFERROR(AVERAGE(IF('3. Amb. Raw Data'!$R$4:R$10000='4. Summary Amb. Data'!B56,'3. Amb. Raw Data'!$T$4:$T$10000)),\"--\")","v":"--"},{"$f":"IF(ISNUMBER(G56),IF(F56=0,0,PERCENTILE(IF('3. Amb. Raw Data'!$R$4:R$10000='4. Summary Amb. Data'!B56,'3. Amb. Raw Data'!$T$4:$T$10000),0.9)),\"--\")","v":"--"},{"$f":"IF(ISNUMBER(G56),IF(F56=0,0,STDEV(IF('3. Amb. Raw Data'!$R$4:R$10000='4. Summary Amb. Data'!B56,'3. Amb. Raw Data'!$T$4:$T$10000))),\"--\")","v":"--"}]
["Acrylonitrile",107131,"--",null,{"$f":"IF(ISNUMBER(G57),SUMIF('3. Amb. Raw Data'!R$4:R$10000,'4. Summary Amb. Data'!B57,'3. Amb. Raw Data'!S$4:S$10000),\"--\")","v":"--"},"--",{"$f":"IF(COUNTIF('3. Amb. Raw Data'!R$4:R$10000,'4. Summary Amb. Data'!B57)=0,\"--\",COUNTIF('3. Amb. Raw Data'!R$4:R$10000,'4. Summary Amb. Data'!B57))","v":"--"},{"$f":"IF(ISNUMBER(G57),IF(F57=0,0,MAX(IF('3. Amb. Raw Data'!$R$4:R$10000='4. Summary Amb. Data'!B57,'3. Amb. Raw Data'!$T$4:$T$10000))),\"--\")","v":"--"},{"$f":"IF(F57=0,0,IFERROR(GEOMEAN(IF('3. Amb. Raw Data'!$R$4:R$10000='4. Summary Amb. Data'!B57,'3. Amb. Raw Data'!$U$4:$U$10000)),\"--\"))","v":"--"},{"$f":"IFERROR(AVERAGE(IF('3. Amb. Raw Data'!$R$4:R$10000='4. Summary Amb. Data'!B57,'3. Amb. Raw Data'!$T$4:$T$10000)),\"--\")","v":"--"},{"$f":"IF(ISNUMBER(G57),IF(F57=0,0,PERCENTILE(IF('3. Amb. Raw Data'!$R$4:R$10000='4. Summary Amb. Data'!B57,'3. Amb. Raw Data'!$T$4:$T$10000),0.9)),\"--\")","v":"--"},{"$f":"IF(ISNUMBER(G57),IF(F57=0,0,STDEV(IF('3. Amb. Raw Data'!$R$4:R$10000='4. Summary Amb. Data'!B57,'3. Amb. Raw Data'!$T$4:$T$10000))),\"--\")","v":"--"}]
["Benzene",71432,"--",null,{"$f":"IF(ISNUMBER(G58),SUMIF('3. Amb. Raw Data'!R$4:R$10000,'4. Summary Amb. Data'!B58,'3. Amb. Raw Data'!S$4:S$10000),\"--\")","v":"--"},"--",{"$f":"IF(COUNTIF('3. Amb. Raw Data'!R$4:R$10000,'4. Summary Amb. Data'!B58)=0,\"--\",COUNTIF('3. Amb. Raw Data'!R$4:R$10000,'4. Summary Amb. Data'!B58))","v":"--"},{"$f":"IF(ISNUMBER(G58),IF(F58=0,0,MAX(IF('3. Amb. Raw Data'!$R$4:R$10000='4. Summary Amb. Data'!B58,'3. Amb. Raw Data'!$T$4:$T$10000))),\"--\")","v":"--"},{"$f":"IF(F58=0,0,IFERROR(GEOMEAN(IF('3. Amb. Raw Data'!$R$4:R$10000='4. Summary Amb. Data'!B58,'3. Amb. Raw Data'!$U$4:$U$10000)),\"--\"))","v":"--"},{"$f":"IFERROR(AVERAGE(IF('3. Amb. Raw Data'!$R$4:R$10000='4. Summary Amb. Data'!B58,'3. Amb. Raw Data'!$T$4:$T$10000)),\"--\")","v":"--"},{"$f":"IF(ISNUMBER(G58),IF(F58=0,0,PERCENTILE(IF('3. Amb. Raw Data'!$R$4:R$10000='4. Summary Amb. Data'!B58,'3. Amb. Raw Data'!$T$4:$T$10000),0.9)),\"--\")","v":"--"},{"$f":"IF(ISNUMBER(G58),IF(F58=0,0,STDEV(IF('3. Amb. Raw Data'!$R$4:R$10000='4. Summary Amb. Data'!B58,'3. Amb. Raw Data'!$T$4:$T$10000))),\"--\")","v":"--"}]
["Bromoform",75252,"Tribromomethane",null,{"$f":"IF(ISNUMBER(G59),SUMIF('3. Amb. Raw Data'!R$4:R$10000,'4. Summary Amb. Data'!B59,'3. Amb. Raw Data'!S$4:S$10000),\"--\")","v":"--"},"--",{"$f":"IF(COUNTIF('3. Amb. Raw Data'!R$4:R$10000,'4. Summary Amb. Data'!B59)=0,\"--\",COUNTIF('3. Amb. Raw Data'!R$4:R$10000,'4. Summary Amb. Data'!B59))","v":"--"},{"$f":"IF(ISNUMBER(G59),IF(F59=0,0,MAX(IF('3. Amb. Raw Data'!$R$4:R$10000='4. Summary Amb. Data'!B59,'3. Amb. Raw Data'!$T$4:$T$10000))),\"--\")","v":"--"},{"$f":"IF(F59=0,0,IFERROR(GEOMEAN(IF('3. Amb. Raw Data'!$R$4:R$10000='4. Summary Amb. Data'!B59,'3. Amb. Raw Data'!$U$4:$U$10000)),\"--\"))","v":"--"},{"$f":"IFERROR(AVERAGE(IF('3. Amb. Raw Data'!$R$4:R$10000='4. Summary Amb. Data'!B59,'3. Amb. Raw Data'!$T$4:$T$10000)),\"--\")","v":"--"},{"$f":"IF(ISNUMBER(G59),IF(F59=0,0,PERCENTILE(IF('3. Amb. Raw Data'!$R$4:R$10000='4. Summary Amb. Data'!B59,'3. Amb. Raw Data'!$T$4:$T$10000),0.9)),\"--\")","v":"--"},{"$f":"IF(ISNUMBER(G59),IF(F59=0,0,STDEV(IF('3. Amb. Raw Data'!$R$4:R$10000='4. Summary Amb. Data'!B59,'3. Amb. Raw Data'!$T$4:$T$10000))),\"--\")","v":"--"}]
["Carbon Tetrachloride",56235,"--",null,{"$f":"IF(ISNUMBER(G60),SUMIF('3. Amb. Raw Data'!R$4:R$10000,'4. Summary Amb. Data'!B60,'3. Amb. Raw Data'!S$4:S$10000),\"--\")","v":"--"},"--",{"$f":"IF(COUNTIF('3. Amb. Raw Data'!R$4:R$10000,'4. Summary Amb. Data'!B60)=0,\"--\",COUNTIF('3. Amb. Raw Data'!R$4:R$10000,'4. Summary Amb. Data'!B60))","v":"--"},{"$f":"IF(ISNUMBER(G60),IF(F60=0,0,MAX(IF('3. Amb. Raw Data'!$R$4:R$10000='4. Summary Amb. Data'!B60,'3. Amb. Raw Data'!$T$4:$T$10000))),\"--\")","v":"--"},{"$f":"IF(F60=0,0,IFERROR(GEOMEAN(IF('3. Amb. Raw Data'!$R$4:R$10000='4. Summary Amb. Data'!B60,'3. Amb. Raw Data'!$U$4:$U$10000)),\"--\"))","v":"--"},{"$f":"IFERROR(AVERAGE(IF('3. Amb. Raw Data'!$R$4:R$10000='4. Summary Amb. Data'!B60,'3. Amb. Raw Data'!$T$4:$T$10000)),\"--\")","v":"--"},{"$f":"IF(ISNUMBER(G60),IF(F60=0,0,PERCENTILE(IF('3. Amb. Raw Data'!$R$4:R$10000='4. Summary Amb. Data'!B60,'3. Amb. Raw Data'!$T$4:$T$10000),0.9)),\"--\")","v":"--"},{"$f":"IF(ISNUMBER(G60),IF(F60=0,0,STDEV(IF('3. Amb. Raw Data'!$R$4:R$10000='4. Summary Amb. Data'!B60,'3. Amb. Raw Data'!$T$4:$T$10000))),\"--\")","v":"--"}]
["Chlorobenzene",108907,"Monochlorobenzene",null,{"$f":"IF(ISNUMBER(G61),SUMIF('3. Amb. Raw Data'!R$4:R$10000,'4. Summary Amb. Data'!B61,'3. Amb. Raw Data'!S$4:S$10000),\"--\")","v":"--"},"--",{"$f":"IF(COUNTIF('3. Amb. Raw Data'!R$4:R$10000,'4. Summary Amb. Data'!B61)=0,\"--\",COUNTIF('3. Amb. Raw Data'!R$4:R$10000,'4. Summary Amb. Data'!B61))","v":"--"},{"$f":"IF(ISNUMBER(G61),IF(F61=0,0,MAX(IF('3. Amb. Raw Data'!$R$4:R$10000='4. Summary Amb. Data'!B61,'3. Amb. Raw Data'!$T$4:$T$10000))),\"--\")","v":"--"},{"$f":"IF(F61=0,0,IFERROR(GEOMEAN(IF('3. Amb. Raw Data'!$R$4:R$10000='4. Summary Amb. Data'!B61,'3. Amb. Raw Data'!$U$4:$U$10000)),\"--\"))","v":"--"},{"$f":"IFERROR(AVERAGE(IF('3. Amb. Raw Data'!$R$4:R$10000='4. Summary Amb. Data'!B61,'3. Amb. Raw Data'!$T$4:$T$10000)),\"--\")","v":"--"},{"$f":"IF(ISNUMBER(G61),IF(F61=0,0,PERCENTILE(IF('3. Amb. Raw Data'!$R$4:R$10000='4. Summary Amb. Data'!B61,'3. Amb. Raw Data'!$T$4:$T$10000),0.9)),\"--\")","v":"--"},{"$f":"IF(ISNUMBER(G61),IF(F61=0,0,STDEV(IF('3. Amb. Raw Data'!$R$4:R$10000='4. Summary Amb. Data'!B61,'3. Amb. Raw Data'!$T$4:$T$10000))),\"--\")","v":"--"}]
["Chlorodibromomethane",124481,"--",null,{"$f":"IF(ISNUMBER(G62),SUMIF('3. Amb. Raw Data'!R$4:R$10000,'4. Summary Amb. Data'!B62,'3. Amb. Raw Data'!S$4:S$10000),\"--\")","v":"--"},"--",{"$f":"IF(COUNTIF('3. Amb. Raw Data'!R$4:R$10000,'4. Summary Amb. Data'!B62)=0,\"--\",COUNTIF('3. Amb. Raw Data'!R$4:R$10000,'4. Summary Amb. Data'!B62))","v":"--"},{"$f":"IF(ISNUMBER(G62),IF(F62=0,0,MAX(IF('3. Amb. Raw Data'!$R$4:R$10000='4. Summary Amb. Data'!B62,'3. Amb. Raw Data'!$T$4:$T$10000))),\"--\")","v":"--"},{"$f":"IF(F62=0,0,IFERROR(GEOMEAN(IF('3. Amb. Raw Data'!$R$4:R$10000='4. Summary Amb. Data'!B62,'3. Amb. Raw Data'!$U$4:$U$10000)),\"--\"))","v":"--"},{"$f":"IFERROR(AVERAGE(IF('3. Amb. Raw Data'!$R$4:R$10000='4. Summary Amb. Data'!B62,'3. Amb. Raw Data'!$T$4:$T$10000)),\"--\")","v":"--"},{"$f":"IF(ISNUMBER(G62),IF(F62=0,0,PERCENTILE(IF('3. Amb. Raw Data'!$R$4:R$10000='4. Summary Amb. Data'!B62,'3. Amb. Raw Data'!$T$4:$T$10000),0.9)),\"--\")","v":"--"},{"$f":"IF(ISNUMBER(G62),IF(F62=0,0,STDEV(IF('3. Amb. Raw Data'!$R$4:R$10000='4. Summary Amb. Data'!B62,'3. Amb. Raw Data'!$T$4:$T$10000))),\"--\")","v":"--"}]
["Chloroethane",75003,"--",null,{"$f":"IF(ISNUMBER(G63),SUMIF('3. Amb. Raw Data'!R$4:R$10000,'4. Summary Amb. Data'!B63,'3. Amb. Raw Data'!S$4:S$10000),\"--\")","v":"--"},"--",{"$f":"IF(COUNTIF('3. Amb. Raw Data'!R$4:R$10000,'4. Summary Amb. Data'!B63)=0,\"--\",COUNTIF('3. Amb. Raw Data'!R$4:R$10000,'4. Summary Amb. Data'!B63))","v":"--"},{"$f":"IF(ISNUMBER(G63),IF(F63=0,0,MAX(IF('3. Amb. Raw Data'!$R$4:R$10000='4. Summary Amb. Data'!B63,'3. Amb. Raw Data'!$T$4:$T$10000))),\"--\")","v":"--"},{"$f":"IF(F63=0,0,IFERROR(GEOMEAN(IF('3. Amb. Raw Data'!$R$4:R$10000='4. Summary Amb. Data'!B63,'3. Amb. Raw Data'!$U$4:$U$10000)),\"--\"))","v":"--"},{"$f":"IFERROR(AVERAGE(IF('3. Amb. Raw Data'!$R$4:R$10000='4. Summary Amb. Data'!B63,'3. Amb. Raw Data'!$T$4:$T$10000)),\"--\")","v":"--"},{"$f":"IF(ISNUMBER(G63),IF(F63=0,0,PERCENTILE(IF('3. Amb. Raw Data'!$R$4:R$10000='4. Summary Amb. Data'!B63,'3. Amb. Raw Data'!$T$4:$T$10000),0.9)),\"--\")","v":"--"},{"$f":"IF(ISNUMBER(G63),IF(F63=0,0,STDEV(IF('3. Amb. Raw Data'!$R$4:R$10000='4. Summary Amb. Data'!B63,'3. Amb. Raw Data'!$T$4:$T$10000))),\"--\")","v":"--"}]
["2-chloroethylvinyl ether",110758,"--",null,{"$f":"IF(ISNUMBER(G64),SUMIF('3. Amb. Raw Data'!R$4:R$10000,'4. Summary Amb. Data'!B64,'3. Amb. Raw Data'!S$4:S$10000),\"--\")","v":"--"},"--",{"$f":"IF(COUNTIF('3. Amb. Raw Data'!R$4:R$10000,'4. Summary Amb. Data'!B64)=0,\"--\",COUNTIF('3. Amb. Raw Data'!R$4:R$10000,'4. Summary Amb. Data'!B64))","v":"--"},{"$f":"IF(ISNUMBER(G64),IF(F64=0,0,MAX(IF('3. Amb. Raw Data'!$R$4:R$10000='4. Summary Amb. Data'!B64,'3. Amb. Raw Data'!$T$4:$T$10000))),\"--\")","v":"--"},{"$f":"IF(F64=0,0,IFERROR(GEOMEAN(IF('3. Amb. Raw Data'!$R$4:R$10000='4. Summary Amb. Data'!B64,'3. Amb. Raw Data'!$U$4:$U$10000)),\"--\"))","v":"--"},{"$f":"IFERROR(AVERAGE(IF('3. Amb. Raw Data'!$R$4:R$10000='4. Summary Amb. Data'!B64,'3. Amb. Raw Data'!$T$4:$T$10000)),\"--\")","v":"--"},{"$f":"IF(ISNUMBER(G64),IF(F64=0,0,PERCENTILE(IF('3. Amb. Raw Data'!$R$4:R$10000='4. Summary Amb. Data'!B64,'3. Amb. Raw Data'!$T$4:$T$10000),0.9)),\"--\")","v":"--"},{"$f":"IF(ISNUMBER(G64),IF(F64=0,0,STDEV(IF('3. Amb. Raw Data'!$R$4:R$10000='4. Summary Amb. Data'!B64,'3. Amb. Raw Data'!$T$4:$T$10000))),\"--\")","v":"--"}]
["Chloroform",67663,"--",null,{"$f":"IF(ISNUMBER(G65),SUMIF('3. Amb. Raw Data'!R$4:R$10000,'4. Summary Amb. Data'!B65,'3. Amb. Raw Data'!S$4:S$10000),\"--\")","v":"--"},"--",{"$f":"IF(COUNTIF('3. Amb. Raw Data'!R$4:R$10000,'4. Summary Amb. Data'!B65)=0,\"--\",COUNTIF('3. Amb. Raw Data'!R$4:R$10000,'4. Summary Amb. Data'!B65))","v":"--"},{"$f":"IF(ISNUMBER(G65),IF(F65=0,0,MAX(IF('3. Amb. Raw Data'!$R$4:R$10000='4. Summary Amb. Data'!B65,'3. Amb. Raw Data'!$T$4:$T$10000))),\"--\")","v":"--"},{"$f":"IF(F65=0,0,IFERROR(GEOMEAN(IF('3. Amb. Raw Data'!$R$4:R$10000='4. Summary Amb. Data'!B65,'3. Amb. Raw Data'!$U$4:$U$10000)),\"--\"))","v":"--"},{"$f":"IFERROR(AVERAGE(IF('3. Amb. Raw Data'!$R$4:R$10000='4. Summary Amb. Data'!B65,'3. Amb. Raw Data'!$T$4:$T$10000)),\"--\")","v":"--"},{"$f":"IF(ISNUMBER(G65),IF(F65=0,0,PERCENTILE(IF('3. Amb. Raw Data'!$R$4:R$10000='4. Summary Amb. Data'!B65,'3. Amb. Raw Data'!$T$4:$T$10000),0.9)),\"--\")","v":"--"},{"$f":"IF(ISNUMBER(G65),IF(F65=0,0,STDEV(IF('3. Amb. Raw Data'!$R$4:R$10000='4. Summary Amb. Data'!B65,'3. Amb. Raw Data'!$T$4:$T$10000))),\"--\")","v":"--"}]
["1,2-Dichlorobenzene (o)",95501,"--",null,{"$f":"IF(ISNUMBER(G66),SUMIF('3. Amb. Raw Data'!R$4:R$10000,'4. Summary Amb. Data'!B66,'3. Amb. Raw Data'!S$4:S$10000),\"--\")","v":"--"},"--",{"$f":"IF(COUNTIF('3. Amb. Raw Data'!R$4:R$10000,'4. Summary Amb. Data'!B66)=0,\"--\",COUNTIF('3. Amb. Raw Data'!R$4:R$10000,'4. Summary Amb. Data'!B66))","v":"--"},{"$f":"IF(ISNUMBER(G66),IF(F66=0,0,MAX(IF('3. Amb. Raw Data'!$R$4:R$10000='4. Summary Amb. Data'!B66,'3. Amb. Raw Data'!$T$4:$T$10000))),\"--\")","v":"--"},{"$f":"IF(F66=0,0,IFERROR(GEOMEAN(IF('3. Amb. Raw Data'!$R$4:R$10000='4. Summary Amb. Data'!B66,'3. Amb. Raw Data'!$U$4:$U$10000)),\"--\"))","v":"--"},{"$f":"IFERROR(AVERAGE(IF('3. Amb. Raw Data'!$R$4:R$10000='4. Summary Amb. Data'!B66,'3. Amb. Raw Data'!$T$4:$T$10000)),\"--\")","v":"--"},{"$f":"IF(ISNUMBER(G66),IF(F66=0,0,PERCENTILE(IF('3. Amb. Raw Data'!$R$4:R$10000='4. Summary Amb. Data'!B66,'3. Amb. Raw Data'!$T$4:$T$10000),0.9)),\"--\")","v":"--"},{"$f":"IF(ISNUMBER(G66),IF(F66=0,0,STDEV(IF('3. Amb. Raw Data'!$R$4:R$10000='4. Summary Amb. Data'!B66,'3. Amb. Raw Data'!$T$4:$T$10000))),\"--\")","v":"--"}]
["1,3-Dichlorobenzene (m)",541731,"--",null,{"$f":"IF(ISNUMBER(G67),SUMIF('3. Amb. Raw Data'!R$4:R$10000,'4. Summary Amb. Data'!B67,'3. Amb. Raw Data'!S$4:S$10000),\"--\")","v":"--"},"--",{"$f":"IF(COUNTIF('3. Amb. Raw Data'!R$4:R$10000,'4. Summary Amb. Data'!B67)=0,\"--\",COUNTIF('3. Amb. Raw Data'!R$4:R$10000,'4. Summary Amb. Data'!B67))","v":"--"},{"$f":"IF(ISNUMBER(G67),IF(F67=0,0,MAX(IF('3. Amb. Raw Data'!$R$4:R$10000='4. Summary Amb. Data'!B67,'3. Amb. Raw Data'!$T$4:$T$10000))),\"--\")","v":"--"},{"$f":"IF(F67=0,0,IFERROR(GEOMEAN(IF('3. Amb. Raw Data'!$R$4:R$10000='4. Summary Amb. Data'!B67,'3. Amb. Raw Data'!$U$4:$U$10000)),\"--\"))","v":"--"},{"$f":"IFERROR(AVERAGE(IF('3. Amb. Raw Data'!$R$4:R$10000='4. Summary Amb. Data'!B67,'3. Amb. Raw Data'!$T$4:$T$10000)),\"--\")","v":"--"},{"$f":"IF(ISNUMBER(G67),IF(F67=0,0,PERCENTILE(IF('3. Amb. Raw Data'!$R$4:R$10000='4. Summary Amb. Data'!B67,'3. Amb. Raw Data'!$T$4:$T$10000),0.9)),\"--\")","v":"--"},{"$f":"IF(ISNUMBER(G67),IF(F67=0,0,STDEV(IF('3. Amb. Raw Data'!$R$4:R$10000='4. Summary Amb. Data'!B67,'3. Amb. Raw Data'!$T$4:$T$10000))),\"--\")","v":"--"}]
["1,4-Dichlorobenzene (p)",106467,"--",null,{"$f":"IF(ISNUMBER(G68),SUMIF('3. Amb. Raw Data'!R$4:R$10000,'4. Summary Amb. Data'!B68,'3. Amb. Raw Data'!S$4:S$10000),\"--\")","v":"--"},"--",{"$f":"IF(COUNTIF('3. Amb. Raw Data'!R$4:R$10000,'4. Summary Amb. Data'!B68)=0,\"--\",COUNTIF('3. Amb. Raw Data'!R$4:R$10000,'4. Summary Amb. Data'!B68))","v":"--"},{"$f":"IF(ISNUMBER(G68),IF(F68=0,0,MAX(IF('3. Amb. Raw Data'!$R$4:R$10000='4. Summary Amb. Data'!B68,'3. Amb. Raw Data'!$T$4:$T$10000))),\"--\")","v":"--"},{"$f":"IF(F68=0,0,IFERROR(GEOMEAN(IF('3. Amb. Raw Data'!$R$4:R$10000='4. Summary Amb. Data'!B68,'3. Amb. Raw Data'!$U$4:$U$10000)),\"--\"))","v":"--"},{"$f":"IFERROR(AVERAGE(IF('3. Amb. Raw Data'!$R$4:R$10000='4. Summary Amb. Data'!B68,'3. Amb. Raw Data'!$T$4:$T$10000)),\"--\")","v":"--"},{"$f":"IF(ISNUMBER(G68),IF(F68=0,0,PERCENTILE(IF('3. Amb. Raw Data'!$R$4:R$10000='4. Summary Amb. Data'!B68,'3. Amb. Raw Data'!$T$4:$T$10000),0.9)),\"--\")","v":"--"},{"$f":"IF(ISNUMBER(G68),IF(F68=0,0,STDEV(IF('3. Amb. Raw Data'!$R$4:R$10000='4. Summary Amb. Data'!B68,'3. Amb. Raw Data'!$T$4:$T$10000))),\"--\")","v":"--"}]
["Dichlorobromomethane",75274,"--",null,{"$f":"IF(ISNUMBER(G69),SUMIF('3. Amb. Raw Data'!R$4:R$10000,'4. Summary Amb. Data'!B69,'3. Amb. Raw Data'!S$4:S$10000),\"--\")","v":"--"},"--",{"$f":"IF(COUNTIF('3. Amb. Raw Data'!R$4:R$10000,'4. Summary Amb. Data'!B69)=0,\"--\",COUNTIF('3. Amb. Raw Data'!R$4:R$10000,'4. Summary Amb. Data'!B69))","v":"--"},{"$f":"IF(ISNUMBER(G69),IF(F69=0,0,MAX(IF('3. Amb. Raw Data'!$R$4:R$10000='4. Summary Amb. Data'!B69,'3. Amb. Raw Data'!$T$4:$T$10000))),\"--\")","v":"--"},{"$f":"IF(F69=0,0,IFERROR(GEOMEAN(IF('3. Amb. Raw Data'!$R$4:R$10000='4. Summary Amb. Data'!B69,'3. Amb. Raw Data'!$U$4:$U$10000)),\"--\"))","v":"--"},{"$f":"IFERROR(AVERAGE(IF('3. Amb. Raw Data'!$R$4:R$10000='4. Summary Amb. Data'!B69,'3. Amb. Raw Data'!$T$4:$T$10000)),\"--\")","v":"--"},{"$f":"IF(ISNUMBER(G69),IF(F69=0,0,PERCENTILE(IF('3. Amb. Raw Data'!$R$4:R$10000='4. Summary Amb. Data'!B69,'3. Amb. Raw Data'!$T$4:$T$10000),0.9)),\"--\")","v":"--"},{"$f":"IF(ISNUMBER(G69),IF(F69=0,0,STDEV(IF('3. Amb. Raw Data'!$R$4:R$10000='4. Summary Amb. Data'!B69,'3. Amb. Raw Data'!$T$4:$T$10000))),\"--\")","v":"--"}]
["1,1-dichloroethane",75343,"--",null,{"$f":"IF(ISNUMBER(G70),SUMIF('3. Amb. Raw Data'!R$4:R$10000,'4. Summary Amb. Data'!B70,'3. Amb. Raw Data'!S$4:S$10000),\"--\")","v":"--"},"--",{"$f":"IF(COUNTIF('3. Amb. Raw Data'!R$4:R$10000,'4. Summary Amb. Data'!B70)=0,\"--\",COUNTIF('3. Amb. Raw Data'!R$4:R$10000,'4. Summary Amb. Data'!B70))","v":"--"},{"$f":"IF(ISNUMBER(G70),IF(F70=0,0,MAX(IF('3. Amb. Raw Data'!$R$4:R$10000='4. Summary Amb. Data'!B70,'3. Amb. Raw Data'!$T$4:$T$10000))),\"--\")","v":"--"},{"$f":"IF(F70=0,0,IFERROR(GEOMEAN(IF('3. Amb. Raw Data'!$R$4:R$10000='4. Summary Amb. Data'!B70,'3. Amb. Raw Data'!$U$4:$U$10000)),\"--\"))","v":"--"},{"$f":"IFERROR(AVERAGE(IF('3. Amb. Raw Data'!$R$4:R$10000='4. Summary Amb. Data'!B70,'3. Amb. Raw Data'!$T$4:$T$10000)),\"--\")","v":"--"},{"$f":"IF(ISNUMBER(G70),IF(F70=0,0,PERCENTILE(IF('3. Amb. Raw Data'!$R$4:R$10000='4. Summary Amb. Data'!B70,'3. Amb. Raw Data'!$T$4:$T$10000),0.9)),\"--\")","v":"--"},{"$f":"IF(ISNUMBER(G70),IF(F70=0,0,STDEV(IF('3. Amb. Raw Data'!$R$4:R$10000='4. Summary Amb. Data'!B70,'3. Amb. Raw Data'!$T$4:$T$10000))),\"--\")","v":"--"}]
["1,2-dichloroethane",107062,"--",null,{"$f":"IF(ISNUMBER(G71),SUMIF('3. Amb. Raw Data'!R$4:R$10000,'4. Summary Amb. Data'!B71,'3. Amb. Raw Data'!S$4:S$10000),\"--\")","v":"--"},"--",{"$f":"IF(COUNTIF('3. Amb. Raw Data'!R$4:R$10000,'4. Summary Amb. Data'!B71)=0,\"--\",COUNTIF('3. Amb. Raw Data'!R$4:R$10000,'4. Summary Amb. Data'!B71))","v":"--"},{"$f":"IF(ISNUMBER(G71),IF(F71=0,0,MAX(IF('3. Amb. Raw Data'!$R$4:R$10000='4. Summary Amb. Data'!B71,'3. Amb. Raw Data'!$T$4:$T$10000))),\"--\")","v":"--"},{"$f":"IF(F71=0,0,IFERROR(GEOMEAN(IF('3. Amb. Raw Data'!$R$4:R$10000='4. Summary Amb. Data'!B71,'3. Amb. Raw Data'!$U$4:$U$10000)),\"--\"))","v":"--"},{"$f":"IFERROR(AVERAGE(IF('3. Amb. Raw Data'!$R$4:R$10000='4. Summary Amb. Data'!B71,'3. Amb. Raw Data'!$T$4:$T$10000)),\"--\")","v":"--"},{"$f":"IF(ISNUMBER(G71),IF(F71=0,0,PERCENTILE(IF('3. Amb. Raw Data'!$R$4:R$10000='4. Summary Amb. Data'!B71,'3. Amb. Raw Data'!$T$4:$T$10000),0.9)),\"--\")","v":"--"},{"$f":"IF(ISNUMBER(G71),IF(F71=0,0,STDEV(IF('3. Amb. Raw Data'!$R$4:R$10000='4. Summary Amb. Data'!B71,'3. Amb. Raw Data'!$T$4:$T$10000))),\"--\")","v":"--"}]
["1,2-trans-dichloroethylene",156605,"Dichloroethylene trans 1,2",null,{"$f":"IF(ISNUMBER(G72),SUMIF('3. Amb. Raw Data'!R$4:R$10000,'4. Summary Amb. Data'!B72,'3. Amb. Raw Data'!S$4:S$10000),\"--\")","v":"--"},"--",{"$f":"IF(COUNTIF('3. Amb. Raw Data'!R$4:R$10000,'4. Summary Amb. Data'!B72)=0,\"--\",COUNTIF('3. Amb. Raw Data'!R$4:R$10000,'4. Summary Amb. Data'!B72))","v":"--"},{"$f":"IF(ISNUMBER(G72),IF(F72=0,0,MAX(IF('3. Amb. Raw Data'!$R$4:R$10000='4. Summary Amb. Data'!B72,'3. Amb. Raw Data'!$T$4:$T$10000))),\"--\")","v":"--"},{"$f":"IF(F72=0,0,IFERROR(GEOMEAN(IF('3. Amb. Raw Data'!$R$4:R$10000='4. Summary Amb. Data'!B72,'3. Amb. Raw Data'!$U$4:$U$10000)),\"--\"))","v":"--"},{"$f":"IFERROR(AVERAGE(IF('3. Amb. Raw Data'!$R$4:R$10000='4. Summary Amb. Data'!B72,'3. Amb. Raw Data'!$T$4:$T$10000)),\"--\")","v":"--"},{"$f":"IF(ISNUMBER(G72),IF(F72=0,0,PERCENTILE(IF('3. Amb. Raw Data'!$R$4:R$10000='4. Summary Amb. Data'!B72,'3. Amb. Raw Data'!$T$4:$T$10000),0.9)),\"--\")","v":"--"},{"$f":"IF(ISNUMBER(G72),IF(F72=0,0,STDEV(IF('3. Amb. Raw Data'!$R$4:R$10000='4. Summary Amb. Data'!B72,'3. Amb. Raw Data'!$T$4:$T$10000))),\"--\")","v":"--"}]
["1,1-dichloroethylene",75354,"--",null,{"$f":"IF(ISNUMBER(G73),SUMIF('3. Amb. Raw Data'!R$4:R$10000,'4. Summary Amb. Data'!B73,'3. Amb. Raw Data'!S$4:S$10000),\"--\")","v":"--"},"--",{"$f":"IF(COUNTIF('3. Amb. Raw Data'!R$4:R$10000,'4. Summary Amb. Data'!B73)=0,\"--\",COUNTIF('3. Amb. Raw Data'!R$4:R$10000,'4. Summary Amb. Data'!B73))","v":"--"},{"$f":"IF(ISNUMBER(G73),IF(F73=0,0,MAX(IF('3. Amb. Raw Data'!$R$4:R$10000='4. Summary Amb. Data'!B73,'3. Amb. Raw Data'!$T$4:$T$10000))),\"--\")","v":"--"},{"$f":"IF(F73=0,0,IFERROR(GEOMEAN(IF('3. Amb. Raw Data'!$R$4:R$10000='4. Summary Amb. Data'!B73,'3. Amb. Raw Data'!$U$4:$U$10000)),\"--\"))","v":"--"},{"$f":"IFERROR(AVERAGE(IF('3. Amb. Raw Data'!$R$4:R$10000='4. Summary Amb. Data'!B73,'3. Amb. Raw Data'!$T$4:$T$10000)),\"--\")","v":"--"},{"$f":"IF(ISNUMBER(G73),IF(F73=0,0,PERCENTILE(IF('3. Amb. Raw Data'!$R$4:R$10000='4. Summary Amb. Data'!B73,'3. Amb. Raw Data'!$T$4:$T$10000),0.9)),\"--\")","v":"--"},{"$f":"IF(ISNUMBER(G73),IF(F73=0,0,STDEV(IF('3. Amb. Raw Data'!$R$4:R$10000='4. Summary Amb. Data'!B73,'3. Amb. Raw Data'!$T$4:$T$10000))),\"--\")","v":"--"}]
["1,2-dichloropropane",78875,"--",null,{"$f":"IF(ISNUMBER(G74),SUMIF('3. Amb. Raw Data'!R$4:R$10000,'4. Summary Amb. Data'!B74,'3. Amb. Raw Data'!S$4:S$10000),\"--\")","v":"--"},"--",{"$f":"IF(COUNTIF('3. Amb. Raw Data'!R$4:R$10000,'4. Summary Amb. Data'!B74)=0,\"--\",COUNTIF('3. Amb. Raw Data'!R$4:R$10000,'4. Summary Amb. Data'!B74))","v":"--"},{"$f":"IF(ISNUMBER(G74),IF(F74=0,0,MAX(IF('3. Amb. Raw Data'!$R$4:R$10000='4. Summary Amb. Data'!B74,'3. Amb. Raw Data'!$T$4:$T$10000))),\"--\")","v":"--"},{"$f":"IF(F74=0,0,IFERROR(GEOMEAN(IF('3. Amb. Raw Data'!$R$4:R$10000='4. Summary Amb. Data'!B74,'3. Amb. Raw Data'!$U$4:$U$10000)),\"--\"))","v":"--"},{"$f":"IFERROR(AVERAGE(IF('3. Amb. Raw Data'!$R$4:R$10000='4. Summary Amb. Data'!B74,'3. Amb. Raw Data'!$T$4:$T$10000)),\"--\")","v":"--"},{"$f":"IF(ISNUMBER(G74),IF(F74=0,0,PERCENTILE(IF('3. Amb. Raw Data'!$R$4:R$10000='4. Summary Amb. Data'!B74,'3. Amb. Raw Data'!$T$4:$T$10000),0.9)),\"--\")","v":"--"},{"$f":"IF(ISNUMBER(G74),IF(F74=0,0,STDEV(IF('3. Amb. Raw Data'!$R$4:R$10000='4. Summary Amb. Data'!B74,'3. Amb. Raw Data'!$T$4:$T$10000))),\"--\")","v":"--"}]
["1,3-dichloropropene",542756,"Dichloropropene 1,3",null,{"$f":"IF(ISNUMBER(G75),SUMIF('3. Amb. Raw Data'!R$4:R$10000,'4. Summary Amb. Data'!B75,'3. Amb. Raw Data'!S$4:S$10000),\"--\")","v":"--"},"--",{"$f":"IF(COUNTIF('3. Amb. Raw Data'!R$4:R$10000,'4. Summary Amb. Data'!B75)=0,\"--\",COUNTIF('3. Amb. Raw Data'!R$4:R$10000,'4. Summary Amb. Data'!B75))","v":"--"},{"$f":"IF(ISNUMBER(G75),IF(F75=0,0,MAX(IF('3. Amb. Raw Data'!$R$4:R$10000='4. Summary Amb. Data'!B75,'3. Amb. Raw Data'!$T$4:$T$10000))),\"--\")","v":"--"},{"$f":"IF(F75=0,0,IFERROR(GEOMEAN(IF('3. Amb. Raw Data'!$R$4:R$10000='4. Summary Amb. Data'!B75,'3. Amb. Raw Data'!$U$4:$U$10000)),\"--\"))","v":"--"},{"$f":"IFERROR(AVERAGE(IF('3. Amb. Raw Data'!$R$4:R$10000='4. Summary Amb. Data'!B75,'3. Amb. Raw Data'!$T$4:$T$10000)),\"--\")","v":"--"},{"$f":"IF(ISNUMBER(G75),IF(F75=0,0,PERCENTILE(IF('3. Amb. Raw Data'!$R$4:R$10000='4. Summary Amb. Data'!B75,'3. Amb. Raw Data'!$T$4:$T$10000),0.9)),\"--\")","v":"--"},{"$f":"IF(ISNUMBER(G75),IF(F75=0,0,STDEV(IF('3. Amb. Raw Data'!$R$4:R$10000='4. Summary Amb. Data'!B75,'3. Amb. Raw Data'!$T$4:$T$10000))),\"--\")","v":"--"}]
["Ethylbenzene",100414,"--",null,{"$f":"IF(ISNUMBER(G76),SUMIF('3. Amb. Raw Data'!R$4:R$10000,'4. Summary Amb. Data'!B76,'3. Amb. Raw Data'!S$4:S$10000),\"--\")","v":"--"},"--",{"$f":"IF(COUNTIF('3. Amb. Raw Data'!R$4:R$10000,'4. Summary Amb. Data'!B76)=0,\"--\",COUNTIF('3. Amb. Raw Data'!R$4:R$10000,'4. Summary Amb. Data'!B76))","v":"--"},{"$f":"IF(ISNUMBER(G76),IF(F76=0,0,MAX(IF('3. Amb. Raw Data'!$R$4:R$10000='4. Summary Amb. Data'!B76,'3. Amb. Raw Data'!$T$4:$T$10000))),\"--\")","v":"--"},{"$f":"IF(F76=0,0,IFERROR(GEOMEAN(IF('3. Amb. Raw Data'!$R$4:R$10000='4. Summary Amb. Data'!B76,'3. Amb. Raw Data'!$U$4:$U$10000)),\"--\"))","v":"--"},{"$f":"IFERROR(AVERAGE(IF('3. Amb. Raw Data'!$R$4:R$10000='4. Summary Amb. Data'!B76,'3. Amb. Raw Data'!$T$4:$T$10000)),\"--\")","v":"--"},{"$f":"IF(ISNUMBER(G76),IF(F76=0,0,PERCENTILE(IF('3. Amb. Raw Data'!$R$4:R$10000='4. Summary Amb. Data'!B76,'3. Amb. Raw Data'!$T$4:$T$10000),0.9)),\"--\")","v":"--"},{"$f":"IF(ISNUMBER(G76),IF(F76=0,0,STDEV(IF('3. Amb. Raw Data'!$R$4:R$10000='4. Summary Amb. Data'!B76,'3. Amb. Raw Data'!$T$4:$T$10000))),\"--\")","v":"--"}]
["Methyl Bromide",74839,"--",null,{"$f":"IF(ISNUMBER(G77),SUMIF('3. Amb. Raw Data'!R$4:R$10000,'4. Summary Amb. Data'!B77,'3. Amb. Raw Data'!S$4:S$10000),\"--\")","v":"--"},"--",{"$f":"IF(COUNTIF('3. Amb. Raw Data'!R$4:R$10000,'4. Summary Amb. Data'!B77)=0,\"--\",COUNTIF('3. Amb. Raw Data'!R$4:R$10000,'4. Summary Amb. Data'!B77))","v":"--"},{"$f":"IF(ISNUMBER(G77),IF(F77=0,0,MAX(IF('3. Amb. Raw Data'!$R$4:R$10000='4. Summary Amb. Data'!B77,'3. Amb. Raw Data'!$T$4:$T$10000))),\"--\")","v":"--"},{"$f":"IF(F77=0,0,IFERROR(GEOMEAN(IF('3. Amb. Raw Data'!$R$4:R$10000='4. Summary Amb. Data'!B77,'3. Amb. Raw Data'!$U$4:$U$10000)),\"--\"))","v":"--"},{"$f":"IFERROR(AVERAGE(IF('3. Amb. Raw Data'!$R$4:R$10000='4. Summary Amb. Data'!B77,'3. Amb. Raw Data'!$T$4:$T$10000)),\"--\")","v":"--"},{"$f":"IF(ISNUMBER(G77),IF(F77=0,0,PERCENTILE(IF('3. Amb. Raw Data'!$R$4:R$10000='4. Summary Amb. Data'!B77,'3. Amb. Raw Data'!$T$4:$T$10000),0.9)),\"--\")","v":"--"},{"$f":"IF(ISNUMBER(G77),IF(F77=0,0,STDEV(IF('3. Amb. Raw Data'!$R$4:R$10000='4. Summary Amb. Data'!B77,'3. Amb. Raw Data'!$T$4:$T$10000))),\"--\")","v":"--"}]
["methyl chloride",74873,"--",null,{"$f":"IF(ISNUMBER(G78),SUMIF('3. Amb. Raw Data'!R$4:R$10000,'4. Summary Amb. Data'!B78,'3. Amb. Raw Data'!S$4:S$10000),\"--\")","v":"--"},"--",{"$f":"IF(COUNTIF('3. Amb. Raw Data'!R$4:R$10000,'4. Summary Amb. Data'!B78)=0,\"--\",COUNTIF('3. Amb. Raw Data'!R$4:R$10000,'4. Summary Amb. Data'!B78))","v":"--"},{"$f":"IF(ISNUMBER(G78),IF(F78=0,0,MAX(IF('3. Amb. Raw Data'!$R$4:R$10000='4. Summary Amb. Data'!B78,'3. Amb. Raw Data'!$T$4:$T$10000))),\"--\")","v":"--"},{"$f":"IF(F78=0,0,IFERROR(GEOMEAN(IF('3. Amb. Raw Data'!$R$4:R$10000='4. Summary Amb. Data'!B78,'3. Amb. Raw Data'!$U$4:$U$10000)),\"--\"))","v":"--"},{"$f":"IFERROR(AVERAGE(IF('3. Amb. Raw Data'!$R$4:R$10000='4. Summary Amb. Data'!B78,'3. Amb. Raw Data'!$T$4:$T$10000)),\"--\")","v":"--"},{"$f":"IF(ISNUMBER(G78),IF(F78=0,0,PERCENTILE(IF('3. Amb. Raw Data'!$R$4:R$10000='4. Summary Amb. Data'!B78,'3. Amb. Raw Data'!$T$4:$T$10000),0.9)),\"--\")","v":"--"},{"$f":"IF(ISNUMBER(G78),IF(F78=0,0,STDEV(IF('3. Amb. Raw Data'!$R$4:R$10000='4. Summary Amb. Data'!B78,'3. Amb. Raw Data'!$T$4:$T$10000))),\"--\")","v":"--"}]
["Methylene Chloride",75092,"--",null,{"$f":"IF(ISNUMBER(G79),SUMIF('3. Amb. Raw Data'!R$4:R$10000,'4. Summary Amb. Data'!B79,'3. Amb. Raw Data'!S$4:S$10000),\"--\")","v":"--"},"--",{"$f":"IF(COUNTIF('3. Amb. Raw Data'!R$4:R$10000,'4. Summary Amb. Data'!B79)=0,\"--\",COUNTIF('3. Amb. Raw Data'!R$4:R$10000,'4. Summary Amb. Data'!B79))","v":"--"},{"$f":"IF(ISNUMBER(G79),IF(F79=0,0,MAX(IF('3. Amb. Raw Data'!$R$4:R$10000='4. Summary Amb. Data'!B79,'3. Amb. Raw Data'!$T$4:$T$10000))),\"--\")","v":"--"},{"$f":"IF(F79=0,0,IFERROR(GEOMEAN(IF('3. Amb. Raw Data'!$R$4:R$10000='4. Summary Amb. Data'!B79,'3. Amb. Raw Data'!$U$4:$U$10000)),\"--\"))","v":"--"},{"$f":"IFERROR(AVERAGE(IF('3. Amb. Raw Data'!$R$4:R$10000='4. Summary Amb. Data'!B79,'3. Amb. Raw Data'!$T$4:$T$10000)),\"--\")","v":"--"},{"$f":"IF(ISNUMBER(G79),IF(F79=0,0,PERCENTILE(IF('3. Amb. Raw Data'!$R$4:R$10000='4. Summary Amb. Data'!B79,'3. Amb. Raw Data'!$T$4:$T$10000),0.9)),\"--\")","v":"--"},{"$f":"IF(ISNUMBER(G79),IF(F79=0,0,STDEV(IF('3. Amb. Raw Data'!$R$4:R$10000='4. Summary Amb. Data'!B79,'3. Amb. Raw Data'!$T$4:$T$10000))),\"--\")","v":"--"}]
["1,1,2,2-tetrachloroethane",79345,"--",null,{"$f":"IF(ISNUMBER(G80),SUMIF('3. Amb. Raw Data'!R$4:R$10000,'4. Summary Amb. Data'!B80,'3. Amb. Raw Data'!S$4:S$10000),\"--\")","v":"--"},"--",{"$f":"IF(COUNTIF('3. Amb. Raw Data'!R$4:R$10000,'4. Summary Amb. Data'!B80)=0,\"--\",COUNTIF('3. Amb. Raw Data'!R$4:R$10000,'4. Summary Amb. Data'!B80))","v":"--"},{"$f":"IF(ISNUMBER(G80),IF(F80=0,0,MAX(IF('3. Amb. Raw Data'!$R$4:R$10000='4. Summary Amb. Data'!B80,'3. Amb. Raw Data'!$T$4:$T$10000))),\"--\")","v":"--"},{"$f":"IF(F80=0,0,IFERROR(GEOMEAN(IF('3. Amb. Raw Data'!$R$4:R$10000='4. Summary Amb. Data'!B80,'3. Amb. Raw Data'!$U$4:$U$10000)),\"--\"))","v":"--"},{"$f":"IFERROR(AVERAGE(IF('3. Amb. Raw Data'!$R$4:R$10000='4. Summary Amb. Data'!B80,'3. Amb. Raw Data'!$T$4:$T$10000)),\"--\")","v":"--"},{"$f":"IF(ISNUMBER(G80),IF(F80=0,0,PERCENTILE(IF('3. Amb. Raw Data'!$R$4:R$10000='4. Summary Amb. Data'!B80,'3. Amb. Raw Data'!$T$4:$T$10000),0.9)),\"--\")","v":"--"},{"$f":"IF(ISNUMBER(G80),IF(F80=0,0,STDEV(IF('3. Amb. Raw Data'!$R$4:R$10000='4. Summary Amb. Data'!B80,'3. Amb. Raw Data'!$T$4:$T$10000))),\"--\")","v":"--"}]
["Tetrachloroethylene",127184,"--",null,{"$f":"IF(ISNUMBER(G81),SUMIF('3. Amb. Raw Data'!R$4:R$10000,'4. Summary Amb. Data'!B81,'3. Amb. Raw Data'!S$4:S$10000),\"--\")","v":"--"},"--",{"$f":"IF(COUNTIF('3. Amb. Raw Data'!R$4:R$10000,'4. Summary Amb. Data'!B81)=0,\"--\",COUNTIF('3. Amb. Raw Data'!R$4:R$10000,'4. Summary Amb. Data'!B81))","v":"--"},{"$f":"IF(ISNUMBER(G81),IF(F81=0,0,MAX(IF('3. Amb. Raw Data'!$R$4:R$10000='4. Summary Amb. Data'!B81,'3. Amb. Raw Data'!$T$4:$T$10000))),\"--\")","v":"--"},{"$f":"IF(F81=0,0,IFERROR(GEOMEAN(IF('3. Amb. Raw Data'!$R$4:R$10000='4. Summary Amb. Data'!B81,'3. Amb. Raw Data'!$U$4:$U$10000)),\"--\"))","v":"--"},{"$f":"IFERROR(AVERAGE(IF('3. Amb. Raw Data'!$R$4:R$10000='4. Summary Amb. Data'!B81,'3. Amb. Raw Data'!$T$4:$T$10000)),\"--\")","v":"--"},{"$f":"IF(ISNUMBER(G81),IF(F81=0,0,PERCENTILE(IF('3. Amb. Raw Data'!$R$4:R$10000='4. Summary Amb. Data'!B81,'3. Amb. Raw Data'!$T$4:$T$10000),0.9)),\"--\")","v":"--"},{"$f":"IF(ISNUMBER(G81),IF(F81=0,0,STDEV(IF('3. Amb. Raw Data'!$R$4:R$10000='4. Summary Amb. Data'!B81,'3. Amb. Raw Data'!$T$4:$T$10000))),\"--\")","v":"--"}]
["Toluene",108883,"--",null,{"$f":"IF(ISNUMBER(G82),SUMIF('3. Amb. Raw Data'!R$4:R$10000,'4. Summary Amb. Data'!B82,'3. Amb. Raw Data'!S$4:S$10000),\"--\")","v":"--"},"--",{"$f":"IF(COUNTIF('3. Amb. Raw Data'!R$4:R$10000,'4. Summary Amb. Data'!B82)=0,\"--\",COUNTIF('3. Amb. Raw Data'!R$4:R$10000,'4. Summary Amb. Data'!B82))","v":"--"},{"$f":"IF(ISNUMBER(G82),IF(F82=0,0,MAX(IF('3. Amb. Raw Data'!$R$4:R$10000='4. Summary Amb. Data'!B82,'3. Amb. Raw Data'!$T$4:$T$10000))),\"--\")","v":"--"},{"$f":"IF(F82=0,0,IFERROR(GEOMEAN(IF('3. Amb. Raw Data'!$R$4:R$10000='4. Summary Amb. Data'!B82,'3. Amb. Raw Data'!$U$4:$U$10000)),\"--\"))","v":"--"},{"$f":"IFERROR(AVERAGE(IF('3. Amb. Raw Data'!$R$4:R$10000='4. Summary Amb. Data'!B82,'3. Amb. Raw Data'!$T$4:$T$10000)),\"--\")","v":"--"},{"$f":"IF(ISNUMBER(G82),IF(F82=0,0,PERCENTILE(IF('3. Amb. Raw Data'!$R$4:R$10000='4. Summary Amb. Data'!B82,'3. Amb. Raw Data'!$T$4:$T$10000),0.9)),\"--\")","v":"--"},{"$f":"IF(ISNUMBER(G82),IF(F82=0,0,STDEV(IF('3. Amb. Raw Data'!$R$4:R$10000='4. Summary Amb. Data'!B82,'3. Amb. Raw Data'!$T$4:$T$10000))),\"--\")","v":"--"}]
["1,1,1-trichloroethane",71556,"--",null,{"$f":"IF(ISNUMBER(G83),SUMIF('3. Amb. Raw Data'!R$4:R$10000,'4. Summary Amb. Data'!B83,'3. Amb. Raw Data'!S$4:S$10000),\"--\")","v":"--"},"--",{"$f":"IF(COUNTIF('3. Amb. Raw Data'!R$4:R$10000,'4. Summary Amb. Data'!B83)=0,\"--\",COUNTIF('3. Amb. Raw Data'!R$4:R$10000,'4. Summary Amb. Data'!B83))","v":"--"},{"$f":"IF(ISNUMBER(G83),IF(F83=0,0,MAX(IF('3. Amb. Raw Data'!$R$4:R$10000='4. Summary Amb. Data'!B83,'3. Amb. Raw Data'!$T$4:$T$10000))),\"--\")","v":"--"},{"$f":"IF(F83=0,0,IFERROR(GEOMEAN(IF('3. Amb. Raw Data'!$R$4:R$10000='4. Summary Amb. Data'!B83,'3. Amb. Raw Data'!$U$4:$U$10000)),\"--\"))","v":"--"},{"$f":"IFERROR(AVERAGE(IF('3. Amb. Raw Data'!$R$4:R$10000='4. Summary Amb. Data'!B83,'3. Amb. Raw Data'!$T$4:$T$10000)),\"--\")","v":"--"},{"$f":"IF(ISNUMBER(G83),IF(F83=0,0,PERCENTILE(IF('3. Amb. Raw Data'!$R$4:R$10000='4. Summary Amb. Data'!B83,'3. Amb. Raw Data'!$T$4:$T$10000),0.9)),\"--\")","v":"--"},{"$f":"IF(ISNUMBER(G83),IF(F83=0,0,STDEV(IF('3. Amb. Raw Data'!$R$4:R$10000='4. Summary Amb. Data'!B83,'3. Amb. Raw Data'!$T$4:$T$10000))),\"--\")","v":"--"}]
["1,1,2-trichloroethane",79005,"--",null,{"$f":"IF(ISNUMBER(G84),SUMIF('3. Amb. Raw Data'!R$4:R$10000,'4. Summary Amb. Data'!B84,'3. Amb. Raw Data'!S$4:S$10000),\"--\")","v":"--"},"--",{"$f":"IF(COUNTIF('3. Amb. Raw Data'!R$4:R$10000,'4. Summary Amb. Data'!B84)=0,\"--\",COUNTIF('3. Amb. Raw Data'!R$4:R$10000,'4. Summary Amb. Data'!B84))","v":"--"},{"$f":"IF(ISNUMBER(G84),IF(F84=0,0,MAX(IF('3. Amb. Raw Data'!$R$4:R$10000='4. Summary Amb. Data'!B84,'3. Amb. Raw Data'!$T$4:$T$10000))),\"--\")","v":"--"},{"$f":"IF(F84=0,0,IFERROR(GEOMEAN(IF('3. Amb. Raw Data'!$R$4:R$10000='4. Summary Amb. Data'!B84,'3. Amb. Raw Data'!$U$4:$U$10000)),\"--\"))","v":"--"},{"$f":"IFERROR(AVERAGE(IF('3. Amb. Raw Data'!$R$4:R$10000='4. Summary Amb. Data'!B84,'3. Amb. Raw Data'!$T$4:$T$10000)),\"--\")","v":"--"},{"$f":"IF(ISNUMBER(G84),IF(F84=0,0,PERCENTILE(IF('3. Amb. Raw Data'!$R$4:R$10000='4. Summary Amb. Data'!B84,'3. Amb. Raw Data'!$T$4:$T$10000),0.9)),\"--\")","v":"--"},{"$f":"IF(ISNUMBER(G84),IF(F84=0,0,STDEV(IF('3. Amb. Raw Data'!$R$4:R$10000='4. Summary Amb. Data'!B84,'3. Amb. Raw Data'!$T$4:$T$10000))),\"--\")","v":"--"}]
["Trichloroethylene",79016,"--",null,{"$f":"IF(ISNUMBER(G85),SUMIF('3. Amb. Raw Data'!R$4:R$10000,'4. Summary Amb. Data'!B85,'3. Amb. Raw Data'!S$4:S$10000),\"--\")","v":"--"},"--",{"$f":"IF(COUNTIF('3. Amb. Raw Data'!R$4:R$10000,'4. Summary Amb. Data'!B85)=0,\"--\",COUNTIF('3. Amb. Raw Data'!R$4:R$10000,'4. Summary Amb. Data'!B85))","v":"--"},{"$f":"IF(ISNUMBER(G85),IF(F85=0,0,MAX(IF('3. Amb. Raw Data'!$R$4:R$10000='4. Summary Amb. Data'!B85,'3. Amb. Raw Data'!$T$4:$T$10000))),\"--\")","v":"--"},{"$f":"IF(F85=0,0,IFERROR(GEOMEAN(IF('3. Amb. Raw Data'!$R$4:R$10000='4. Summary Amb. Data'!B85,'3. Amb. Raw Data'!$U$4:$U$10000)),\"--\"))","v":"--"},{"$f":"IFERROR(AVERAGE(IF('3. Amb. Raw Data'!$R$4:R$10000='4. Summary Amb. Data'!B85,'3. Amb. Raw Data'!$T$4:$T$10000)),\"--\")","v":"--"},{"$f":"IF(ISNUMBER(G85),IF(F85=0,0,PERCENTILE(IF('3. Amb. Raw Data'!$R$4:R$10000='4. Summary Amb. Data'!B85,'3. Amb. Raw Data'!$T$4:$T$10000),0.9)),\"--\")","v":"--"},{"$f":"IF(ISNUMBER(G85),IF(F85=0,0,STDEV(IF('3. Amb. Raw Data'!$R$4:R$10000='4. Summary Amb. Data'!B85,'3. Amb. Raw Data'!$T$4:$T$10000))),\"--\")","v":"--"}]
["Vinyl Chloride",75014,"--",null,{"$f":"IF(ISNUMBER(G86),SUMIF('3. Amb. Raw Data'!R$4:R$10000,'4. Summary Amb. Data'!B86,'3. Amb. Raw Data'!S$4:S$10000),\"--\")","v":"--"},"--",{"$f":"IF(COUNTIF('3. Amb. Raw Data'!R$4:R$10000,'4. Summary Amb. Data'!B86)=0,\"--\",COUNTIF('3. Amb. Raw Data'!R$4:R$10000,'4. Summary Amb. Data'!B86))","v":"--"},{"$f":"IF(ISNUMBER(G86),IF(F86=0,0,MAX(IF('3. Amb. Raw Data'!$R$4:R$10000='4. Summary Amb. Data'!B86,'3. Amb. Raw Data'!$T$4:$T$10000))),\"--\")","v":"--"},{"$f":"IF(F86=0,0,IFERROR(GEOMEAN(IF('3. Amb. Raw Data'!$R$4:R$10000='4. Summary Amb. Data'!B86,'3. Amb. Raw Data'!$U$4:$U$10000)),\"--\"))","v":"--"},{"$f":"IFERROR(AVERAGE(IF('3. Amb. Raw Data'!$R$4:R$10000='4. Summary Amb. Data'!B86,'3. Amb. Raw Data'!$T$4:$T$10000)),\"--\")","v":"--"},{"$f":"IF(ISNUMBER(G86),IF(F86=0,0,PERCENTILE(IF('3. Amb. Raw Data'!$R$4:R$10000='4. Summary Amb. Data'!B86,'3. Amb. Raw Data'!$T$4:$T$10000),0.9)),\"--\")","v":"--"},{"$f":"IF(ISNUMBER(G86),IF(F86=0,0,STDEV(IF('3. Amb. Raw Data'!$R$4:R$10000='4. Summary Amb. Data'!B86,'3. Amb. Raw Data'!$T$4:$T$10000))),\"--\")","v":"--"}]
["Table 2:  Acid-extractable compounds"]
["p-chloro-m-cresol ",59507,"--",null,{"$f":"IF(ISNUMBER(G88),SUMIF('3. Amb. Raw Data'!R$4:R$10000,'4. Summary Amb. Data'!B88,'3. Amb. Raw Data'!S$4:S$10000),\"--\")","v":"--"},{"$f":"IF(ISNUMBER(G88),G88-E88,\"--\")","v":"--"},{"$f":"IF(COUNTIF('3. Amb. Raw Data'!R$4:R$10000,'4. Summary Amb. Data'!B88)=0,\"--\",COUNTIF('3. Amb. Raw Data'!R$4:R$10000,'4. Summary Amb. Data'!B88))","v":"--"},{"$f":"IF(ISNUMBER(G88),IF(F88=0,0,MAX(IF('3. Amb. Raw Data'!$R$4:R$10000='4. Summary Amb. Data'!B88,'3. Amb. Raw Data'!$T$4:$T$10000))),\"--\")","v":"--"},{"$f":"IF(F88=0,0,IFERROR(GEOMEAN(IF('3. Amb. Raw Data'!$R$4:R$10000='4. Summary Amb. Data'!B88,'3. Amb. Raw Data'!$U$4:$U$10000)),\"--\"))","v":"--"},{"$f":"IFERROR(AVERAGE(IF('3. Amb. Raw Data'!$R$4:R$10000='4. Summary Amb. Data'!B88,'3. Amb. Raw Data'!$T$4:$T$10000)),\"--\")","v":"--"},{"$f":"IF(ISNUMBER(G88),IF(F88=0,0,PERCENTILE(IF('3. Amb. Raw Data'!$R$4:R$10000='4. Summary Amb. Data'!B88,'3. Amb. Raw Data'!$T$4:$T$10000),0.9)),\"--\")","v":"--"},{"$f":"IF(ISNUMBER(G88),IF(F88=0,0,STDEV(IF('3. Amb. Raw Data'!$R$4:R$10000='4. Summary Amb. Data'!B88,'3. Amb. Raw Data'!$T$4:$T$10000))),\"--\")","v":"--"}]
["2-chlorophenol",95578,"--",null,{"$f":"IF(ISNUMBER(G89),SUMIF('3. Amb. Raw Data'!R$4:R$10000,'4. Summary Amb. Data'!B89,'3. Amb. Raw Data'!S$4:S$10000),\"--\")","v":"--"},"--",{"$f":"IF(COUNTIF('3. Amb. Raw Data'!R$4:R$10000,'4. Summary Amb. Data'!B89)=0,\"--\",COUNTIF('3. Amb. Raw Data'!R$4:R$10000,'4. Summary Amb. Data'!B89))","v":"--"},{"$f":"IF(ISNUMBER(G89),IF(F89=0,0,MAX(IF('3. Amb. Raw Data'!$R$4:R$10000='4. Summary Amb. Data'!B89,'3. Amb. Raw Data'!$T$4:$T$10000))),\"--\")","v":"--"},{"$f":"IF(F89=0,0,IFERROR(GEOMEAN(IF('3. Amb. Raw Data'!$R$4:R$10000='4. Summary Amb. Data'!B89,'3. Amb. Raw Data'!$U$4:$U$10000)),\"--\"))","v":"--"},{"$f":"IFERROR(AVERAGE(IF('3. Amb. Raw Data'!$R$4:R$10000='4. Summary Amb. Data'!B89,'3. Amb. Raw Data'!$T$4:$T$10000)),\"--\")","v":"--"},{"$f":"IF(ISNUMBER(G89),IF(F89=0,0,PERCENTILE(IF('3. Amb. Raw Data'!$R$4:R$10000='4. Summary Amb. Data'!B89,'3. Amb. Raw Data'!$T$4:$T$10000),0.9)),\"--\")","v":"--"},{"$f":"IF(ISNUMBER(G89),IF(F89=0,0,STDEV(IF('3. Amb. Raw Data'!$R$4:R$10000='4. Summary Amb. Data'!B89,'3. Amb. Raw Data'!$T$4:$T$10000))),\"--\")","v":"--"}]
["2,4-dichlorophenol",120832,"--",null,{"$f":"IF(ISNUMBER(G90),SUMIF('3. Amb. Raw Data'!R$4:R$10000,'4. Summary Amb. Data'!B90,'3. Amb. Raw Data'!S$4:S$10000),\"--\")","v":"--"},"--",{"$f":"IF(COUNTIF('3. Amb. Raw Data'!R$4:R$10000,'4. Summary Amb. Data'!B90)=0,\"--\",COUNTIF('3. Amb. Raw Data'!R$4:R$10000,'4. Summary Amb. Data'!B90))","v":"--"},{"$f":"IF(ISNUMBER(G90),IF(F90=0,0,MAX(IF('3. Amb. Raw Data'!$R$4:R$10000='4. Summary Amb. Data'!B90,'3. Amb. Raw Data'!$T$4:$T$10000))),\"--\")","v":"--"},{"$f":"IF(F90=0,0,IFERROR(GEOMEAN(IF('3. Amb. Raw Data'!$R$4:R$10000='4. Summary Amb. Data'!B90,'3. Amb. Raw Data'!$U$4:$U$10000)),\"--\"))","v":"--"},{"$f":"IFERROR(AVERAGE(IF('3. Amb. Raw Data'!$R$4:R$10000='4. Summary Amb. Data'!B90,'3. Amb. Raw Data'!$T$4:$T$10000)),\"--\")","v":"--"},{"$f":"IF(ISNUMBER(G90),IF(F90=0,0,PERCENTILE(IF('3. Amb. Raw Data'!$R$4:R$10000='4. Summary Amb. Data'!B90,'3. Amb. Raw Data'!$T$4:$T$10000),0.9)),\"--\")","v":"--"},{"$f":"IF(ISNUMBER(G90),IF(F90=0,0,STDEV(IF('3. Amb. Raw Data'!$R$4:R$10000='4. Summary Amb. Data'!B90,'3. Amb. Raw Data'!$T$4:$T$10000))),\"--\")","v":"--"}]
["2,4-dimethylphenol",105679,"--",null,{"$f":"IF(ISNUMBER(G91),SUMIF('3. Amb. Raw Data'!R$4:R$10000,'4. Summary Amb. Data'!B91,'3. Amb. Raw Data'!S$4:S$10000),\"--\")","v":"--"},"--",{"$f":"IF(COUNTIF('3. Amb. Raw Data'!R$4:R$10000,'4. Summary Amb. Data'!B91)=0,\"--\",COUNTIF('3. Amb. Raw Data'!R$4:R$10000,'4. Summary Amb. Data'!B91))","v":"--"},{"$f":"IF(ISNUMBER(G91),IF(F91=0,0,MAX(IF('3. Amb. Raw Data'!$R$4:R$10000='4. Summary Amb. Data'!B91,'3. Amb. Raw Data'!$T$4:$T$10000))),\"--\")","v":"--"},{"$f":"IF(F91=0,0,IFERROR(GEOMEAN(IF('3. Amb. Raw Data'!$R$4:R$10000='4. Summary Amb. Data'!B91,'3. Amb. Raw Data'!$U$4:$U$10000)),\"--\"))","v":"--"},{"$f":"IFERROR(AVERAGE(IF('3. Amb. Raw Data'!$R$4:R$10000='4. Summary Amb. Data'!B91,'3. Amb. Raw Data'!$T$4:$T$10000)),\"--\")","v":"--"},{"$f":"IF(ISNUMBER(G91),IF(F91=0,0,PERCENTILE(IF('3. Amb. Raw Data'!$R$4:R$10000='4. Summary Amb. Data'!B91,'3. Amb. Raw Data'!$T$4:$T$10000),0.9)),\"--\")","v":"--"},{"$f":"IF(ISNUMBER(G91),IF(F91=0,0,STDEV(IF('3. Amb. Raw Data'!$R$4:R$10000='4. Summary Amb. Data'!B91,'3. Amb. Raw Data'!$T$4:$T$10000))),\"--\")","v":"--"}]
["4,6-dinitro-o-cresol",534521,"Methyl-4, 6-dinitrophenol 2",null,{"$f":"IF(ISNUMBER(G92),SUMIF('3. Amb. Raw Data'!R$4:R$10000,'4. Summary Amb. Data'!B92,'3. Amb. Raw Data'!S$4:S$10000),\"--\")","v":"--"},"--",{"$f":"IF(COUNTIF('3. Amb. Raw Data'!R$4:R$10000,'4. Summary Amb. Data'!B92)=0,\"--\",COUNTIF('3. Amb. Raw Data'!R$4:R$10000,'4. Summary Amb. Data'!B92))","v":"--"},{"$f":"IF(ISNUMBER(G92),IF(F92=0,0,MAX(IF('3. Amb. Raw Data'!$R$4:R$10000='4. Summary Amb. Data'!B92,'3. Amb. Raw Data'!$T$4:$T$10000))),\"--\")","v":"--"},{"$f":"IF(F92=0,0,IFERROR(GEOMEAN(IF('3. Amb. Raw Data'!$R$4:R$10000='4. Summary Amb. Data'!B92,'3. Amb. Raw Data'!$U$4:$U$10000)),\"--\"))","v":"--"},{"$f":"IFERROR(AVERAGE(IF('3. Amb. Raw Data'!$R$4:R$10000='4. Summary Amb. Data'!B92,'3. Amb. Raw Data'!$T$4:$T$10000)),\"--\")","v":"--"},{"$f":"IF(ISNUMBER(G92),IF(F92=0,0,PERCENTILE(IF('3. Amb. Raw Data'!$R$4:R$10000='4. Summary Amb. Data'!B92,'3. Amb. Raw Data'!$T$4:$T$10000),0.9)),\"--\")","v":"--"},{"$f":"IF(ISNUMBER(G92),IF(F92=0,0,STDEV(IF('3. Amb. Raw Data'!$R$4:R$10000='4. Summary Amb. Data'!B92,'3. Amb. Raw Data'!$T$4:$T$10000))),\"--\")","v":"--"}]
["2,4-dinitrophenol",51285,"--",null,{"$f":"IF(ISNUMBER(G93),SUMIF('3. Amb. Raw Data'!R$4:R$10000,'4. Summary Amb. Data'!B93,'3. Amb. Raw Data'!S$4:S$10000),\"--\")","v":"--"},"--",{"$f":"IF(COUNTIF('3. Amb. Raw Data'!R$4:R$10000,'4. Summary Amb. Data'!B93)=0,\"--\",COUNTIF('3. Amb. Raw Data'!R$4:R$10000,'4. Summary Amb. Data'!B93))","v":"--"},{"$f":"IF(ISNUMBER(G93),IF(F93=0,0,MAX(IF('3. Amb. Raw Data'!$R$4:R$10000='4. Summary Amb. Data'!B93,'3. Amb. Raw Data'!$T$4:$T$10000))),\"--\")","v":"--"},{"$f":"IF(F93=0,0,IFERROR(GEOMEAN(IF('3. Amb. Raw Data'!$R$4:R$10000='4. Summary Amb. Data'!B93,'3. Amb. Raw Data'!$U$4:$U$10000)),\"--\"))","v":"--"},{"$f":"IFERROR(AVERAGE(IF('3. Amb. Raw Data'!$R$4:R$10000='4. Summary Amb. Data'!B93,'3. Amb. Raw Data'!$T$4:$T$10000)),\"--\")","v":"--"},{"$f":"IF(ISNUMBER(G93),IF(F93=0,0,PERCENTILE(IF('3. Amb. Raw Data'!$R$4:R$10000='4. Summary Amb. Data'!B93,'3. Amb. Raw Data'!$T$4:$T$10000),0.9)),\"--\")","v":"--"},{"$f":"IF(ISNUMBER(G93),IF(F93=0,0,STDEV(IF('3. Amb. Raw Data'!$R$4:R$10000='4. Summary Amb. Data'!B93,'3. Amb. Raw Data'!$T$4:$T$10000))),\"--\")","v":"--"}]
["2-nitrophenol",88755,"--",null,{"$f":"IF(ISNUMBER(G94),SUMIF('3. Amb. Raw Data'!R$4:R$10000,'4. Summary Amb. Data'!B94,'3. Amb. Raw Data'!S$4:S$10000),\"--\")","v":"--"},"--",{"$f":"IF(COUNTIF('3. Amb. Raw Data'!R$4:R$10000,'4. Summary Amb. Data'!B94)=0,\"--\",COUNTIF('3. Amb. Raw Data'!R$4:R$10000,'4. Summary Amb. Data'!B94))","v":"--"},{"$f":"IF(ISNUMBER(G94),IF(F94=0,0,MAX(IF('3. Amb. Raw Data'!$R$4:R$10000='4. Summary Amb. Data'!B94,'3. Amb. Raw Data'!$T$4:$T$10000))),\"--\")","v":"--"},{"$f":"IF(F94=0,0,IFERROR(GEOMEAN(IF('3. Amb. Raw Data'!$R$4:R$10000='4. Summary Amb. Data'!B94,'3. Amb. Raw Data'!$U$4:$U$10000)),\"--\"))","v":"--"},{"$f":"IFERROR(AVERAGE(IF('3. Amb. Raw Data'!$R$4:R$10000='4. Summary Amb. Data'!B94,'3. Amb. Raw Data'!$T$4:$T$10000)),\"--\")","v":"--"},{"$f":"IF(ISNUMBER(G94),IF(F94=0,0,PERCENTILE(IF('3. Amb. Raw Data'!$R$4:R$10000='4. Summary Amb. Data'!B94,'3. Amb. Raw Data'!$T$4:$T$10000),0.9)),\"--\")","v":"--"},{"$f":"IF(ISNUMBER(G94),IF(F94=0,0,STDEV(IF('3. Amb. Raw Data'!$R$4:R$10000='4. Summary Amb. Data'!B94,'3. Amb. Raw Data'!$T$4:$T$10000))),\"--\")","v":"--"}]
["4-nitrophenol",100027,"--",null,{"$f":"IF(ISNUMBER(G95),SUMIF('3. Amb. Raw Data'!R$4:R$10000,'4. Summary Amb. Data'!B95,'3. Amb. Raw Data'!S$4:S$10000),\"--\")","v":"--"},"--",{"$f":"IF(COUNTIF('3. Amb. Raw Data'!R$4:R$10000,'4. Summary Amb. Data'!B95)=0,\"--\",COUNTIF('3. Amb. Raw Data'!R$4:R$10000,'4. Summary Amb. Data'!B95))","v":"--"},{"$f":"IF(ISNUMBER(G95),IF(F95=0,0,MAX(IF('3. Amb. Raw Data'!$R$4:R$10000='4. Summary Amb. Data'!B95,'3. Amb. Raw Data'!$T$4:$T$10000))),\"--\")","v":"--"},{"$f":"IF(F95=0,0,IFERROR(GEOMEAN(IF('3. Amb. Raw Data'!$R$4:R$10000='4. Summary Amb. Data'!B95,'3. Amb. Raw Data'!$U$4:$U$10000)),\"--\"))","v":"--"},{"$f":"IFERROR(AVERAGE(IF('3. Amb. Raw Data'!$R$4:R$10000='4. Summary Amb. Data'!B95,'3. Amb. Raw Data'!$T$4:$T$10000)),\"--\")","v":"--"},{"$f":"IF(ISNUMBER(G95),IF(F95=0,0,PERCENTILE(IF('3. Amb. Raw Data'!$R$4:R$10000='4. Summary Amb. Data'!B95,'3. Amb. Raw Data'!$T$4:$T$10000),0.9)),\"--\")","v":"--"},{"$f":"IF(ISNUMBER(G95),IF(F95=0,0,STDEV(IF('3. Amb. Raw Data'!$R$4:R$10000='4. Summary Amb. Data'!B95,'3. Amb. Raw Data'!$T$4:$T$10000))),\"--\")","v":"--"}]
["Pentachlorophenol",87865,"--",null,{"$f":"IF(ISNUMBER(G96),SUMIF('3. Amb. Raw Data'!R$4:R$10000,'4. Summary Amb. Data'!B96,'3. Amb. Raw Data'!S$4:S$10000),\"--\")","v":"--"},"--",{"$f":"IF(COUNTIF('3. Amb. Raw Data'!R$4:R$10000,'4. Summary Amb. Data'!B96)=0,\"--\",COUNTIF('3. Amb. Raw Data'!R$4:R$10000,'4. Summary Amb. Data'!B96))","v":"--"},{"$f":"IF(ISNUMBER(G96),IF(F96=0,0,MAX(IF('3. Amb. Raw Data'!$R$4:R$10000='4. Summary Amb. Data'!B96,'3. Amb. Raw Data'!$T$4:$T$10000))),\"--\")","v":"--"},{"$f":"IF(F96=0,0,IFERROR(GEOMEAN(IF('3. Amb. Raw Data'!$R$4:R$10000='4. Summary Amb. Data'!B96,'3. Amb. Raw Data'!$U$4:$U$10000)),\"--\"))","v":"--"},{"$f":"IFERROR(AVERAGE(IF('3. Amb. Raw Data'!$R$4:R$10000='4. Summary Amb. Data'!B96,'3. Amb. Raw Data'!$T$4:$T$10000)),\"--\")","v":"--"},{"$f":"IF(ISNUMBER(G96),IF(F96=0,0,PERCENTILE(IF('3. Amb. Raw Data'!$R$4:R$10000='4. Summary Amb. Data'!B96,'3. Amb. Raw Data'!$T$4:$T$10000),0.9)),\"--\")","v":"--"},{"$f":"IF(ISNUMBER(G96),IF(F96=0,0,STDEV(IF('3. Amb. Raw Data'!$R$4:R$10000='4. Summary Amb. Data'!B96,'3. Amb. Raw Data'!$T$4:$T$10000))),\"--\")","v":"--"}]
["Phenol",108952,"--",null,{"$f":"IF(ISNUMBER(G97),SUMIF('3. Amb. Raw Data'!R$4:R$10000,'4. Summary Amb. Data'!B97,'3. Amb. Raw Data'!S$4:S$10000),\"--\")","v":"--"},"--",{"$f":"IF(COUNTIF('3. Amb. Raw Data'!R$4:R$10000,'4. Summary Amb. Data'!B97)=0,\"--\",COUNTIF('3. Amb. Raw Data'!R$4:R$10000,'4. Summary Amb. Data'!B97))","v":"--"},{"$f":"IF(ISNUMBER(G97),IF(F97=0,0,MAX(IF('3. Amb. Raw Data'!$R$4:R$10000='4. Summary Amb. Data'!B97,'3. Amb. Raw Data'!$T$4:$T$10000))),\"--\")","v":"--"},{"$f":"IF(F97=0,0,IFERROR(GEOMEAN(IF('3. Amb. Raw Data'!$R$4:R$10000='4. Summary Amb. Data'!B97,'3. Amb. Raw Data'!$U$4:$U$10000)),\"--\"))","v":"--"},{"$f":"IFERROR(AVERAGE(IF('3. Amb. Raw Data'!$R$4:R$10000='4. Summary Amb. Data'!B97,'3. Amb. Raw Data'!$T$4:$T$10000)),\"--\")","v":"--"},{"$f":"IF(ISNUMBER(G97),IF(F97=0,0,PERCENTILE(IF('3. Amb. Raw Data'!$R$4:R$10000='4. Summary Amb. Data'!B97,'3. Amb. Raw Data'!$T$4:$T$10000),0.9)),\"--\")","v":"--"},{"$f":"IF(ISNUMBER(G97),IF(F97=0,0,STDEV(IF('3. Amb. Raw Data'!$R$4:R$10000='4. Summary Amb. Data'!B97,'3. Amb. Raw Data'!$T$4:$T$10000))),\"--\")","v":"--"}]
["2,4,5-trichlorophenol",95954,"--",null,{"$f":"IF(ISNUMBER(G98),SUMIF('3. Amb. Raw Data'!R$4:R$10000,'4. Summary Amb. Data'!B98,'3. Amb. Raw Data'!S$4:S$10000),\"--\")","v":"--"},"--",{"$f":"IF(COUNTIF('3. Amb. Raw Data'!R$4:R$10000,'4. Summary Amb. Data'!B98)=0,\"--\",COUNTIF('3. Amb. Raw Data'!R$4:R$10000,'4. Summary Amb. Data'!B98))","v":"--"},{"$f":"IF(ISNUMBER(G98),IF(F98=0,0,MAX(IF('3. Amb. Raw Data'!$R$4:R$10000='4. Summary Amb. Data'!B98,'3. Amb. Raw Data'!$T$4:$T$10000))),\"--\")","v":"--"},{"$f":"IF(F98=0,0,IFERROR(GEOMEAN(IF('3. Amb. Raw Data'!$R$4:R$10000='4. Summary Amb. Data'!B98,'3. Amb. Raw Data'!$U$4:$U$10000)),\"--\"))","v":"--"},{"$f":"IFERROR(AVERAGE(IF('3. Amb. Raw Data'!$R$4:R$10000='4. Summary Amb. Data'!B98,'3. Amb. Raw Data'!$T$4:$T$10000)),\"--\")","v":"--"},{"$f":"IF(ISNUMBER(G98),IF(F98=0,0,PERCENTILE(IF('3. Amb. Raw Data'!$R$4:R$10000='4. Summary Amb. Data'!B98,'3. Amb. Raw Data'!$T$4:$T$10000),0.9)),\"--\")","v":"--"},{"$f":"IF(ISNUMBER(G98),IF(F98=0,0,STDEV(IF('3. Amb. Raw Data'!$R$4:R$10000='4. Summary Amb. Data'!B98,'3. Amb. Raw Data'!$T$4:$T$10000))),\"--\")","v":"--"}]
["2,4,6-trichlorophenol",88062,"--",null,{"$f":"IF(ISNUMBER(G99),SUMIF('3. Amb. Raw Data'!R$4:R$10000,'4. Summary Amb. Data'!B99,'3. Amb. Raw Data'!S$4:S$10000),\"--\")","v":"--"},"--",{"$f":"IF(COUNTIF('3. Amb. Raw Data'!R$4:R$10000,'4. Summary Amb. Data'!B99)=0,\"--\",COUNTIF('3. Amb. Raw Data'!R$4:R$10000,'4. Summary Amb. Data'!B99))","v":"--"},{"$f":"IF(ISNUMBER(G99),IF(F99=0,0,MAX(IF('3. Amb. Raw Data'!$R$4:R$10000='4. Summary Amb. Data'!B99,'3. Amb. Raw Data'!$T$4:$T$10000))),\"--\")","v":"--"},{"$f":"IF(F99=0,0,IFERROR(GEOMEAN(IF('3. Amb. Raw Data'!$R$4:R$10000='4. Summary Amb. Data'!B99,'3. Amb. Raw Data'!$U$4:$U$10000)),\"--\"))","v":"--"},{"$f":"IFERROR(AVERAGE(IF('3. Amb. Raw Data'!$R$4:R$10000='4. Summary Amb. Data'!B99,'3. Amb. Raw Data'!$T$4:$T$10000)),\"--\")","v":"--"},{"$f":"IF(ISNUMBER(G99),IF(F99=0,0,PERCENTILE(IF('3. Amb. Raw Data'!$R$4:R$10000='4. Summary Amb. Data'!B99,'3. Amb. Raw Data'!$T$4:$T$10000),0.9)),\"--\")","v":"--"},{"$f":"IF(ISNUMBER(G99),IF(F99=0,0,STDEV(IF('3. Amb. Raw Data'!$R$4:R$10000='4. Summary Amb. Data'!B99,'3. Amb. Raw Data'!$T$4:$T$10000))),\"--\")","v":"--"}]
["Table 2:  Base-neutral compounds"]
["Acenaphthene",83329,"--",null,{"$f":"IF(ISNUMBER(G101),SUMIF('3. Amb. Raw Data'!R$4:R$10000,'4. Summary Amb. Data'!B101,'3. Amb. Raw Data'!S$4:S$10000),\"--\")","v":"--"},{"$f":"IF(ISNUMBER(G101),G101-E101,\"--\")","v":"--"},{"$f":"IF(COUNTIF('3. Amb. Raw Data'!R$4:R$10000,'4. Summary Amb. Data'!B101)=0,\"--\",COUNTIF('3. Amb. Raw Data'!R$4:R$10000,'4. Summary Amb. Data'!B101))","v":"--"},{"$f":"IF(ISNUMBER(G101),IF(F101=0,0,MAX(IF('3. Amb. Raw Data'!$R$4:R$10000='4. Summary Amb. Data'!B101,'3. Amb. Raw Data'!$T$4:$T$10000))),\"--\")","v":"--"},{"$f":"IF(F101=0,0,IFERROR(GEOMEAN(IF('3. Amb. Raw Data'!$R$4:R$10000='4. Summary Amb. Data'!B101,'3. Amb. Raw Data'!$U$4:$U$10000)),\"--\"))","v":"--"},{"$f":"IFERROR(AVERAGE(IF('3. Amb. Raw Data'!$R$4:R$10000='4. Summary Amb. Data'!B101,'3. Amb. Raw Data'!$T$4:$T$10000)),\"--\")","v":"--"},{"$f":"IF(ISNUMBER(G101),IF(F101=0,0,PERCENTILE(IF('3. Amb. Raw Data'!$R$4:R$10000='4. Summary Amb. Data'!B101,'3. Amb. Raw Data'!$T$4:$T$10000),0.9)),\"--\")","v":"--"},{"$f":"IF(ISNUMBER(G101),IF(F101=0,0,STDEV(IF('3. Amb. Raw Data'!$R$4:R$10000='4. Summary Amb. Data'!B101,'3. Amb. Raw Data'!$T$4:$T$10000))),\"--\")","v":"--"}]
["Acenaphthylene",208968,"--",null,{"$f":"IF(ISNUMBER(G102),SUMIF('3. Amb. Raw Data'!R$4:R$10000,'4. Summary Amb. Data'!B102,'3. Amb. Raw Data'!S$4:S$10000),\"--\")","v":"--"},"--",{"$f":"IF(COUNTIF('3. Amb. Raw Data'!R$4:R$10000,'4. Summary Amb. Data'!B102)=0,\"--\",COUNTIF('3. Amb. Raw Data'!R$4:R$10000,'4. Summary Amb. Data'!B102))","v":"--"},{"$f":"IF(ISNUMBER(G102),IF(F102=0,0,MAX(IF('3. Amb. Raw Data'!$R$4:R$10000='4. Summary Amb. Data'!B102,'3. Amb. Raw Data'!$T$4:$T$10000))),\"--\")","v":"--"},{"$f":"IF(F102=0,0,IFERROR(GEOMEAN(IF('3. Amb. Raw Data'!$R$4:R$10000='4. Summary Amb. Data'!B102,'3. Amb. Raw Data'!$U$4:$U$10000)),\"--\"))","v":"--"},{"$f":"IFERROR(AVERAGE(IF('3. Amb. Raw Data'!$R$4:R$10000='4. Summary Amb. Data'!B102,'3. Amb. Raw Data'!$T$4:$T$10000)),\"--\")","v":"--"},{"$f":"IF(ISNUMBER(G102),IF(F102=0,0,PERCENTILE(IF('3. Amb. Raw Data'!$R$4:R$10000='4. Summary Amb. Data'!B102,'3. Amb. Raw Data'!$T$4:$T$10000),0.9)),\"--\")","v":"--"},{"$f":"IF(ISNUMBER(G102),IF(F102=0,0,STDEV(IF('3. Amb. Raw Data'!$R$4:R$10000='4. Summary Amb. Data'!B102,'3. Amb. Raw Data'!$T$4:$T$10000))),\"--\")","v":"--"}]
["Anthracene",120127,"--",null,{"$f":"IF(ISNUMBER(G103),SUMIF('3. Amb. Raw Data'!R$4:R$10000,'4. Summary Amb. Data'!B103,'3. Amb. Raw Data'!S$4:S$10000),\"--\")","v":"--"},"--",{"$f":"IF(COUNTIF('3. Amb. Raw Data'!R$4:R$10000,'4. Summary Amb. Data'!B103)=0,\"--\",COUNTIF('3. Amb. Raw Data'!R$4:R$10000,'4. Summary Amb. Data'!B103))","v":"--"},{"$f":"IF(ISNUMBER(G103),IF(F103=0,0,MAX(IF('3. Amb. Raw Data'!$R$4:R$10000='4. Summary Amb. Data'!B103,'3. Amb. Raw Data'!$T$4:$T$10000))),\"--\")","v":"--"},{"$f":"IF(F103=0,0,IFERROR(GEOMEAN(IF('3. Amb. Raw Data'!$R$4:R$10000='4. Summary Amb. Data'!B103,'3. Amb. Raw Data'!$U$4:$U$10000)),\"--\"))","v":"--"},{"$f":"IFERROR(AVERAGE(IF('3. Amb. Raw Data'!$R$4:R$10000='4. Summary Amb. Data'!B103,'3. Amb. Raw Data'!$T$4:$T$10000)),\"--\")","v":"--"},{"$f":"IF(ISNUMBER(G103),IF(F103=0,0,PERCENTILE(IF('3. Amb. Raw Data'!$R$4:R$10000='4. Summary Amb. Data'!B103,'3. Amb. Raw Data'!$T$4:$T$10000),0.9)),\"--\")","v":"--"},{"$f":"IF(ISNUMBER(G103),IF(F103=0,0,STDEV(IF('3. Amb. Raw Data'!$R$4:R$10000='4. Summary Amb. Data'!B103,'3. Amb. Raw Data'!$T$4:$T$10000))),\"--\")","v":"--"}]
["Azobenzene",103333,"Azobenzene is surrogate for 1,2 diphenylhdrazine",null,{"$f":"IF(ISNUMBER(G104),SUMIF('3. Amb. Raw Data'!R$4:R$10000,'4. Summary Amb. Data'!B104,'3. Amb. Raw Data'!S$4:S$10000),\"--\")","v":"--"},"--",{"$f":"IF(COUNTIF('3. Amb. Raw Data'!R$4:R$10000,'4. Summary Amb. Data'!B104)=0,\"--\",COUNTIF('3. Amb. Raw Data'!R$4:R$10000,'4. Summary Amb. Data'!B104))","v":"--"},{"$f":"IF(ISNUMBER(G104),IF(F104=0,0,MAX(IF('3. Amb. Raw Data'!$R$4:R$10000='4. Summary Amb. Data'!B104,'3. Amb. Raw Data'!$T$4:$T$10000))),\"--\")","v":"--"},{"$f":"IF(F104=0,0,IFERROR(GEOMEAN(IF('3. Amb. Raw Data'!$R$4:R$10000='4. Summary Amb. Data'!B104,'3. Amb. Raw Data'!$U$4:$U$10000)),\"--\"))","v":"--"},{"$f":"IFERROR(AVERAGE(IF('3. Amb. Raw Data'!$R$4:R$10000='4. Summary Amb. Data'!B104,'3. Amb. Raw Data'!$T$4:$T$10000)),\"--\")","v":"--"},{"$f":"IF(ISNUMBER(G104),IF(F104=0,0,PERCENTILE(IF('3. Amb. Raw Data'!$R$4:R$10000='4. Summary Amb. Data'!B104,'3. Amb. Raw Data'!$T$4:$T$10000),0.9)),\"--\")","v":"--"},{"$f":"IF(ISNUMBER(G104),IF(F104=0,0,STDEV(IF('3. Amb. Raw Data'!$R$4:R$10000='4. Summary Amb. Data'!B104,'3. Amb. Raw Data'!$T$4:$T$10000))),\"--\")","v":"--"}]
["Benzidine",92875,"--",null,{"$f":"IF(ISNUMBER(G105),SUMIF('3. Amb. Raw Data'!R$4:R$10000,'4. Summary Amb. Data'!B105,'3. Amb. Raw Data'!S$4:S$10000),\"--\")","v":"--"},"--",{"$f":"IF(COUNTIF('3. Amb. Raw Data'!R$4:R$10000,'4. Summary Amb. Data'!B105)=0,\"--\",COUNTIF('3. Amb. Raw Data'!R$4:R$10000,'4. Summary Amb. Data'!B105))","v":"--"},{"$f":"IF(ISNUMBER(G105),IF(F105=0,0,MAX(IF('3. Amb. Raw Data'!$R$4:R$10000='4. Summary Amb. Data'!B105,'3. Amb. Raw Data'!$T$4:$T$10000))),\"--\")","v":"--"},{"$f":"IF(F105=0,0,IFERROR(GEOMEAN(IF('3. Amb. Raw Data'!$R$4:R$10000='4. Summary Amb. Data'!B105,'3. Amb. Raw Data'!$U$4:$U$10000)),\"--\"))","v":"--"},{"$f":"IFERROR(AVERAGE(IF('3. Amb. Raw Data'!$R$4:R$10000='4. Summary Amb. Data'!B105,'3. Amb. Raw Data'!$T$4:$T$10000)),\"--\")","v":"--"},{"$f":"IF(ISNUMBER(G105),IF(F105=0,0,PERCENTILE(IF('3. Amb. Raw Data'!$R$4:R$10000='4. Summary Amb. Data'!B105,'3. Amb. Raw Data'!$T$4:$T$10000),0.9)),\"--\")","v":"--"},{"$f":"IF(ISNUMBER(G105),IF(F105=0,0,STDEV(IF('3. Amb. Raw Data'!$R$4:R$10000='4. Summary Amb. Data'!B105,'3. Amb. Raw Data'!$T$4:$T$10000))),\"--\")","v":"--"}]
["Benzo(a)anthracene",56553,"--",null,{"$f":"IF(ISNUMBER(G106),SUMIF('3. Amb. Raw Data'!R$4:R$10000,'4. Summary Amb. Data'!B106,'3. Amb. Raw Data'!S$4:S$10000),\"--\")","v":"--"},"--",{"$f":"IF(COUNTIF('3. Amb. Raw Data'!R$4:R$10000,'4. Summary Amb. Data'!B106)=0,\"--\",COUNTIF('3. Amb. Raw Data'!R$4:R$10000,'4. Summary Amb. Data'!B106))","v":"--"},{"$f":"IF(ISNUMBER(G106),IF(F106=0,0,MAX(IF('3. Amb. Raw Data'!$R$4:R$10000='4. Summary Amb. Data'!B106,'3. Amb. Raw Data'!$T$4:$T$10000))),\"--\")","v":"--"},{"$f":"IF(F106=0,0,IFERROR(GEOMEAN(IF('3. Amb. Raw Data'!$R$4:R$10000='4. Summary Amb. Data'!B106,'3. Amb. Raw Data'!$U$4:$U$10000)),\"--\"))","v":"--"},{"$f":"IFERROR(AVERAGE(IF('3. Amb. Raw Data'!$R$4:R$10000='4. Summary Amb. Data'!B106,'3. Amb. Raw Data'!$T$4:$T$10000)),\"--\")","v":"--"},{"$f":"IF(ISNUMBER(G106),IF(F106=0,0,PERCENTILE(IF('3. Amb. Raw Data'!$R$4:R$10000='4. Summary Amb. Data'!B106,'3. Amb. Raw Data'!$T$4:$T$10000),0.9)),\"--\")","v":"--"},{"$f":"IF(ISNUMBER(G106),IF(F106=0,0,STDEV(IF('3. Amb. Raw Data'!$R$4:R$10000='4. Summary Amb. Data'!B106,'3. Amb. Raw Data'!$T$4:$T$10000))),\"--\")","v":"--"}]
["Benzo(a)pyrene",50328,"--",null,{"$f":"IF(ISNUMBER(G107),SUMIF('3. Amb. Raw Data'!R$4:R$10000,'4. Summary Amb. Data'!B107,'3. Amb. Raw Data'!S$4:S$10000),\"--\")","v":"--"},"--",{"$f":"IF(COUNTIF('3. Amb. Raw Data'!R$4:R$10000,'4. Summary Amb. Data'!B107)=0,\"--\",COUNTIF('3. Amb. Raw Data'!R$4:R$10000,'4. Summary Amb. Data'!B107))","v":"--"},{"$f":"IF(ISNUMBER(G107),IF(F107=0,0,MAX(IF('3. Amb. Raw Data'!$R$4:R$10000='4. Summary Amb. Data'!B107,'3. Amb. Raw Data'!$T$4:$T$10000))),\"--\")","v":"--"},{"$f":"IF(F107=0,0,IFERROR(GEOMEAN(IF('3. Amb. Raw Data'!$R$4:R$10000='4. Summary Amb. Data'!B107,'3. Amb. Raw Data'!$U$4:$U$10000)),\"--\"))","v":"--"},{"$f":"IFERROR(AVERAGE(IF('3. Amb. Raw Data'!$R$4:R$10000='4. Summary Amb. Data'!B107,'3. Amb. Raw Data'!$T$4:$T$10000)),\"--\")","v":"--"},{"$f":"IF(ISNUMBER(G107),IF(F107=0,0,PERCENTILE(IF('3. Amb. Raw Data'!$R$4:R$10000='4. Summary Amb. Data'!B107,'3. Amb. Raw Data'!$T$4:$T$10000),0.9)),\"--\")","v":"--"},{"$f":"IF(ISNUMBER(G107),IF(F107=0,0,STDEV(IF('3. Amb. Raw Data'!$R$4:R$10000='4. Summary Amb. Data'!B107,'3. Amb. Raw Data'!$T$4:$T$10000))),\"--\")","v":"--"}]
["Benzo(b)fluoranthene",205992,"Benzo(b)fluoranthene 3,4",null,{"$f":"IF(ISNUMBER(G108),SUMIF('3. Amb. Raw Data'!R$4:R$10000,'4. Summary Amb. Data'!B108,'3. Amb. Raw Data'!S$4:S$10000),\"--\")","v":"--"},"--",{"$f":"IF(COUNTIF('3. Amb. Raw Data'!R$4:R$10000,'4. Summary Amb. Data'!B108)=0,\"--\",COUNTIF('3. Amb. Raw Data'!R$4:R$10000,'4. Summary Amb. Data'!B108))","v":"--"},{"$f":"IF(ISNUMBER(G108),IF(F108=0,0,MAX(IF('3. Amb. Raw Data'!$R$4:R$10000='4. Summary Amb. Data'!B108,'3. Amb. Raw Data'!$T$4:$T$10000))),\"--\")","v":"--"},{"$f":"IF(F108=0,0,IFERROR(GEOMEAN(IF('3. Amb. Raw Data'!$R$4:R$10000='4. Summary Amb. Data'!B108,'3. Amb. Raw Data'!$U$4:$U$10000)),\"--\"))","v":"--"},{"$f":"IFERROR(AVERAGE(IF('3. Amb. Raw Data'!$R$4:R$10000='4. Summary Amb. Data'!B108,'3. Amb. Raw Data'!$T$4:$T$10000)),\"--\")","v":"--"},{"$f":"IF(ISNUMBER(G108),IF(F108=0,0,PERCENTILE(IF('3. Amb. Raw Data'!$R$4:R$10000='4. Summary Amb. Data'!B108,'3. Amb. Raw Data'!$T$4:$T$10000),0.9)),\"--\")","v":"--"},{"$f":"IF(ISNUMBER(G108),IF(F108=0,0,STDEV(IF('3. Amb. Raw Data'!$R$4:R$10000='4. Summary Amb. Data'!B108,'3. Amb. Raw Data'!$T$4:$T$10000))),\"--\")","v":"--"}]
["Benzo(ghi)perylene",191242,"--",null,{"$f":"IF(ISNUMBER(G109),SUMIF('3. Amb. Raw Data'!R$4:R$10000,'4. Summary Amb. Data'!B109,'3. Amb. Raw Data'!S$4:S$10000),\"--\")","v":"--"},"--",{"$f":"IF(COUNTIF('3. Amb. Raw Data'!R$4:R$10000,'4. Summary Amb. Data'!B109)=0,\"--\",COUNTIF('3. Amb. Raw Data'!R$4:R$10000,'4. Summary Amb. Data'!B109))","v":"--"},{"$f":"IF(ISNUMBER(G109),IF(F109=0,0,MAX(IF('3. Amb. Raw Data'!$R$4:R$10000='4. Summary Amb. Data'!B109,'3. Amb. Raw Data'!$T$4:$T$10000))),\"--\")","v":"--"},{"$f":"IF(F109=0,0,IFERROR(GEOMEAN(IF('3. Amb. Raw Data'!$R$4:R$10000='4. Summary Amb. Data'!B109,'3. Amb. Raw Data'!$U$4:$U$10000)),\"--\"))","v":"--"},{"$f":"IFERROR(AVERAGE(IF('3. Amb. Raw Data'!$R$4:R$10000='4. Summary Amb. Data'!B109,'3. Amb. Raw Data'!$T$4:$T$10000)),\"--\")","v":"--"},{"$f":"IF(ISNUMBER(G109),IF(F109=0,0,PERCENTILE(IF('3. Amb. Raw Data'!$R$4:R$10000='4. Summary Amb. Data'!B109,'3. Amb. Raw Data'!$T$4:$T$10000),0.9)),\"--\")","v":"--"},{"$f":"IF(ISNUMBER(G109),IF(F109=0,0,STDEV(IF('3. Amb. Raw Data'!$R$4:R$10000='4. Summary Amb. Data'!B109,'3. Amb. Raw Data'!$T$4:$T$10000))),\"--\")","v":"--"}]
["Benzo(k)fluoranthene",207089,"--",null,{"$f":"IF(ISNUMBER(G110),SUMIF('3. Amb. Raw Data'!R$4:R$10000,'4. Summary Amb. Data'!B110,'3. Amb. Raw Data'!S$4:S$10000),\"--\")","v":"--"},"--",{"$f":"IF(COUNTIF('3. Amb. Raw Data'!R$4:R$10000,'4. Summary Amb. Data'!B110)=0,\"--\",COUNTIF('3. Amb. Raw Data'!R$4:R$10000,'4. Summary Amb. Data'!B110))","v":"--"},{"$f":"IF(ISNUMBER(G110),IF(F110=0,0,MAX(IF('3. Amb. Raw Data'!$R$4:R$10000='4. Summary Amb. Data'!B110,'3. Amb. Raw Data'!$T$4:$T$10000))),\"--\")","v":"--"},{"$f":"IF(F110=0,0,IFERROR(GEOMEAN(IF('3. Amb. Raw Data'!$R$4:R$10000='4. Summary Amb. Data'!B110,'3. Amb. Raw Data'!$U$4:$U$10000)),\"--\"))","v":"--"},{"$f":"IFERROR(AVERAGE(IF('3. Amb. Raw Data'!$R$4:R$10000='4. Summary Amb. Data'!B110,'3. Amb. Raw Data'!$T$4:$T$10000)),\"--\")","v":"--"},{"$f":"IF(ISNUMBER(G110),IF(F110=0,0,PERCENTILE(IF('3. Amb. Raw Data'!$R$4:R$10000='4. Summary Amb. Data'!B110,'3. Amb. Raw Data'!$T$4:$T$10000),0.9)),\"--\")","v":"--"},{"$f":"IF(ISNUMBER(G110),IF(F110=0,0,STDEV(IF('3. Amb. Raw Data'!$R$4:R$10000='4. Summary Amb. Data'!B110,'3. Amb. Raw Data'!$T$4:$T$10000))),\"--\")","v":"--"}]
["Bis (2-chloroethoxy) methane",111911,"--",null,{"$f":"IF(ISNUMBER(G111),SUMIF('3. Amb. Raw Data'!R$4:R$10000,'4. Summary Amb. Data'!B111,'3. Amb. Raw Data'!S$4:S$10000),\"--\")","v":"--"},"--",{"$f":"IF(COUNTIF('3. Amb. Raw Data'!R$4:R$10000,'4. Summary Amb. Data'!B111)=0,\"--\",COUNTIF('3. Amb. Raw Data'!R$4:R$10000,'4. Summary Amb. Data'!B111))","v":"--"},{"$f":"IF(ISNUMBER(G111),IF(F111=0,0,MAX(IF('3. Amb. Raw Data'!$R$4:R$10000='4. Summary Amb. Data'!B111,'3. Amb. Raw Data'!$T$4:$T$10000))),\"--\")","v":"--"},{"$f":"IF(F111=0,0,IFERROR(GEOMEAN(IF('3. Amb. Raw Data'!$R$4:R$10000='4. Summary Amb. Data'!B111,'3. Amb. Raw Data'!$U$4:$U$10000)),\"--\"))","v":"--"},{"$f":"IFERROR(AVERAGE(IF('3. Amb. Raw Data'!$R$4:R$10000='4. Summary Amb. Data'!B111,'3. Amb. Raw Data'!$T$4:$T$10000)),\"--\")","v":"--"},{"$f":"IF(ISNUMBER(G111),IF(F111=0,0,PERCENTILE(IF('3. Amb. Raw Data'!$R$4:R$10000='4. Summary Amb. Data'!B111,'3. Amb. Raw Data'!$T$4:$T$10000),0.9)),\"--\")","v":"--"},{"$f":"IF(ISNUMBER(G111),IF(F111=0,0,STDEV(IF('3. Amb. Raw Data'!$R$4:R$10000='4. Summary Amb. Data'!B111,'3. Amb. Raw Data'!$T$4:$T$10000))),\"--\")","v":"--"}]
["Bis(2-chloroethyl)ether",111444,"--",null,{"$f":"IF(ISNUMBER(G112),SUMIF('3. Amb. Raw Data'!R$4:R$10000,'4. Summary Amb. Data'!B112,'3. Amb. Raw Data'!S$4:S$10000),\"--\")","v":"--"},"--",{"$f":"IF(COUNTIF('3. Amb. Raw Data'!R$4:R$10000,'4. Summary Amb. Data'!B112)=0,\"--\",COUNTIF('3. Amb. Raw Data'!R$4:R$10000,'4. Summary Amb. Data'!B112))","v":"--"},{"$f":"IF(ISNUMBER(G112),IF(F112=0,0,MAX(IF('3. Amb. Raw Data'!$R$4:R$10000='4. Summary Amb. Data'!B112,'3. Amb. Raw Data'!$T$4:$T$10000))),\"--\")","v":"--"},{"$f":"IF(F112=0,0,IFERROR(GEOMEAN(IF('3. Amb. Raw Data'!$R$4:R$10000='4. Summary Amb. Data'!B112,'3. Amb. Raw Data'!$U$4:$U$10000)),\"--\"))","v":"--"},{"$f":"IFERROR(AVERAGE(IF('3. Amb. Raw Data'!$R$4:R$10000='4. Summary Amb. Data'!B112,'3. Amb. Raw Data'!$T$4:$T$10000)),\"--\")","v":"--"},{"$f":"IF(ISNUMBER(G112),IF(F112=0,0,PERCENTILE(IF('3. Amb. Raw Data'!$R$4:R$10000='4. Summary Amb. Data'!B112,'3. Amb. Raw Data'!$T$4:$T$10000),0.9)),\"--\")","v":"--"},{"$f":"IF(ISNUMBER(G112),IF(F112=0,0,STDEV(IF('3. Amb. Raw Data'!$R$4:R$10000='4. Summary Amb. Data'!B112,'3. Amb. Raw Data'!$T$4:$T$10000))),\"--\")","v":"--"}]
["Bis(2-chloroisopropyl)ether",108601,"aka Chloriisopropyl Ether bis 2 (in Table 40) or Bis (2-chloroisopropyl) ether",null,{"$f":"IF(ISNUMBER(G113),SUMIF('3. Amb. Raw Data'!R$4:R$10000,'4. Summary Amb. Data'!B113,'3. Amb. Raw Data'!S$4:S$10000),\"--\")","v":"--"},"--",{"$f":"IF(COUNTIF('3. Amb. Raw Data'!R$4:R$10000,'4. Summary Amb. Data'!B113)=0,\"--\",COUNTIF('3. Amb. Raw Data'!R$4:R$10000,'4. Summary Amb. Data'!B113))","v":"--"},{"$f":"IF(ISNUMBER(G113),IF(F113=0,0,MAX(IF('3. Amb. Raw Data'!$R$4:R$10000='4. Summary Amb. Data'!B113,'3. Amb. Raw Data'!$T$4:$T$10000))),\"--\")","v":"--"},{"$f":"IF(F113=0,0,IFERROR(GEOMEAN(IF('3. Amb. Raw Data'!$R$4:R$10000='4. Summary Amb. Data'!B113,'3. Amb. Raw Data'!$U$4:$U$10000)),\"--\"))","v":"--"},{"$f":"IFERROR(AVERAGE(IF('3. Amb. Raw Data'!$R$4:R$10000='4. Summary Amb. Data'!B113,'3. Amb. Raw Data'!$T$4:$T$10000)),\"--\")","v":"--"},{"$f":"IF(ISNUMBER(G113),IF(F113=0,0,PERCENTILE(IF('3. Amb. Raw Data'!$R$4:R$10000='4. Summary Amb. Data'!B113,'3. Amb. Raw Data'!$T$4:$T$10000),0.9)),\"--\")","v":"--"},{"$f":"IF(ISNUMBER(G113),IF(F113=0,0,STDEV(IF('3. Amb. Raw Data'!$R$4:R$10000='4. Summary Amb. Data'!B113,'3. Amb. Raw Data'!$T$4:$T$10000))),\"--\")","v":"--"}]
["Chloromethyl Ether, bis",542881,"--",null,{"$f":"IF(ISNUMBER(G114),SUMIF('3. Amb. Raw Data'!R$4:R$10000,'4. Summary Amb. Data'!B114,'3. Amb. Raw Data'!S$4:S$10000),\"--\")","v":"--"},"--",{"$f":"IF(COUNTIF('3. Amb. Raw Data'!R$4:R$10000,'4. Summary Amb. Data'!B114)=0,\"--\",COUNTIF('3. Amb. Raw Data'!R$4:R$10000,'4. Summary Amb. Data'!B114))","v":"--"},{"$f":"IF(ISNUMBER(G114),IF(F114=0,0,MAX(IF('3. Amb. Raw Data'!$R$4:R$10000='4. Summary Amb. Data'!B114,'3. Amb. Raw Data'!$T$4:$T$10000))),\"--\")","v":"--"},{"$f":"IF(F114=0,0,IFERROR(GEOMEAN(IF('3. Amb. Raw Data'!$R$4:R$10000='4. Summary Amb. Data'!B114,'3. Amb. Raw Data'!$U$4:$U$10000)),\"--\"))","v":"--"},{"$f":"IFERROR(AVERAGE(IF('3. Amb. Raw Data'!$R$4:R$10000='4. Summary Amb. Data'!B114,'3. Amb. Raw Data'!$T$4:$T$10000)),\"--\")","v":"--"},{"$f":"IF(ISNUMBER(G114),IF(F114=0,0,PERCENTILE(IF('3. Amb. Raw Data'!$R$4:R$10000='4. Summary Amb. Data'!B114,'3. Amb. Raw Data'!$T$4:$T$10000),0.9)),\"--\")","v":"--"},{"$f":"IF(ISNUMBER(G114),IF(F114=0,0,STDEV(IF('3. Amb. Raw Data'!$R$4:R$10000='4. Summary Amb. Data'!B114,'3. Amb. Raw Data'!$T$4:$T$10000))),\"--\")","v":"--"}]
["Bis (2-ethylhexyl)phthalate",117817,"--",null,{"$f":"IF(ISNUMBER(G115),SUMIF('3. Amb. Raw Data'!R$4:R$10000,'4. Summary Amb. Data'!B115,'3. Amb. Raw Data'!S$4:S$10000),\"--\")","v":"--"},"--",{"$f":"IF(COUNTIF('3. Amb. Raw Data'!R$4:R$10000,'4. Summary Amb. Data'!B115)=0,\"--\",COUNTIF('3. Amb. Raw Data'!R$4:R$10000,'4. Summary Amb. Data'!B115))","v":"--"},{"$f":"IF(ISNUMBER(G115),IF(F115=0,0,MAX(IF('3. Amb. Raw Data'!$R$4:R$10000='4. Summary Amb. Data'!B115,'3. Amb. Raw Data'!$T$4:$T$10000))),\"--\")","v":"--"},{"$f":"IF(F115=0,0,IFERROR(GEOMEAN(IF('3. Amb. Raw Data'!$R$4:R$10000='4. Summary Amb. Data'!B115,'3. Amb. Raw Data'!$U$4:$U$10000)),\"--\"))","v":"--"},{"$f":"IFERROR(AVERAGE(IF('3. Amb. Raw Data'!$R$4:R$10000='4. Summary Amb. Data'!B115,'3. Amb. Raw Data'!$T$4:$T$10000)),\"--\")","v":"--"},{"$f":"IF(ISNUMBER(G115),IF(F115=0,0,PERCENTILE(IF('3. Amb. Raw Data'!$R$4:R$10000='4. Summary Amb. Data'!B115,'3. Amb. Raw Data'!$T$4:$T$10000),0.9)),\"--\")","v":"--"},{"$f":"IF(ISNUMBER(G115),IF(F115=0,0,STDEV(IF('3. Amb. Raw Data'!$R$4:R$10000='4. Summary Amb. Data'!B115,'3. Amb. Raw Data'!$T$4:$T$10000))),\"--\")","v":"--"}]
["4-bromophenyl phenyl ether",101553,"--",null,{"$f":"IF(ISNUMBER(G116),SUMIF('3. Amb. Raw Data'!R$4:R$10000,'4. Summary Amb. Data'!B116,'3. Amb. Raw Data'!S$4:S$10000),\"--\")","v":"--"},"--",{"$f":"IF(COUNTIF('3. Amb. Raw Data'!R$4:R$10000,'4. Summary Amb. Data'!B116)=0,\"--\",COUNTIF('3. Amb. Raw Data'!R$4:R$10000,'4. Summary Amb. Data'!B116))","v":"--"},{"$f":"IF(ISNUMBER(G116),IF(F116=0,0,MAX(IF('3. Amb. Raw Data'!$R$4:R$10000='4. Summary Amb. Data'!B116,'3. Amb. Raw Data'!$T$4:$T$10000))),\"--\")","v":"--"},{"$f":"IF(F116=0,0,IFERROR(GEOMEAN(IF('3. Amb. Raw Data'!$R$4:R$10000='4. Summary Amb. Data'!B116,'3. Amb. Raw Data'!$U$4:$U$10000)),\"--\"))","v":"--"},{"$f":"IFERROR(AVERAGE(IF('3. Amb. Raw Data'!$R$4:R$10000='4. Summary Amb. Data'!B116,'3. Amb. Raw Data'!$T$4:$T$10000)),\"--\")","v":"--"},{"$f":"IF(ISNUMBER(G116),IF(F116=0,0,PERCENTILE(IF('3. Amb. Raw Data'!$R$4:R$10000='4. Summary Amb. Data'!B116,'3. Amb. Raw Data'!$T$4:$T$10000),0.9)),\"--\")","v":"--"},{"$f":"IF(ISNUMBER(G116),IF(F116=0,0,STDEV(IF('3. Amb. Raw Data'!$R$4:R$10000='4. Summary Amb. Data'!B116,'3. Amb. Raw Data'!$T$4:$T$10000))),\"--\")","v":"--"}]
["Butylbenzyl phthalate",85687,"--",null,{"$f":"IF(ISNUMBER(G117),SUMIF('3. Amb. Raw Data'!R$4:R$10000,'4. Summary Amb. Data'!B117,'3. Amb. Raw Data'!S$4:S$10000),\"--\")","v":"--"},"--",{"$f":"IF(COUNTIF('3. Amb. Raw Data'!R$4:R$10000,'4. Summary Amb. Data'!B117)=0,\"--\",COUNTIF('3. Amb. Raw Data'!R$4:R$10000,'4. Summary Amb. Data'!B117))","v":"--"},{"$f":"IF(ISNUMBER(G117),IF(F117=0,0,MAX(IF('3. Amb. Raw Data'!$R$4:R$10000='4. Summary Amb. Data'!B117,'3. Amb. Raw Data'!$T$4:$T$10000))),\"--\")","v":"--"},{"$f":"IF(F117=0,0,IFERROR(GEOMEAN(IF('3. Amb. Raw Data'!$R$4:R$10000='4. Summary Amb. Data'!B117,'3. Amb. Raw Data'!$U$4:$U$10000)),\"--\"))","v":"--"},{"$f":"IFERROR(AVERAGE(IF('3. Amb. Raw Data'!$R$4:R$10000='4. Summary Amb. Data'!B117,'3. Amb. Raw Data'!$T$4:$T$10000)),\"--\")","v":"--"},{"$f":"IF(ISNUMBER(G117),IF(F117=0,0,PERCENTILE(IF('3. Amb. Raw Data'!$R$4:R$10000='4. Summary Amb. Data'!B117,'3. Amb. Raw Data'!$T$4:$T$10000),0.9)),\"--\")","v":"--"},{"$f":"IF(ISNUMBER(G117),IF(F117=0,0,STDEV(IF('3. Amb. Raw Data'!$R$4:R$10000='4. Summary Amb. Data'!B117,'3. Amb. Raw Data'!$T$4:$T$10000))),\"--\")","v":"--"}]
["2-chloronaphthalene",91587,"--",null,{"$f":"IF(ISNUMBER(G118),SUMIF('3. Amb. Raw Data'!R$4:R$10000,'4. Summary Amb. Data'!B118,'3. Amb. Raw Data'!S$4:S$10000),\"--\")","v":"--"},"--",{"$f":"IF(COUNTIF('3. Amb. Raw Data'!R$4:R$10000,'4. Summary Amb. Data'!B118)=0,\"--\",COUNTIF('3. Amb. Raw Data'!R$4:R$10000,'4. Summary Amb. Data'!B118))","v":"--"},{"$f":"IF(ISNUMBER(G118),IF(F118=0,0,MAX(IF('3. Amb. Raw Data'!$R$4:R$10000='4. Summary Amb. Data'!B118,'3. Amb. Raw Data'!$T$4:$T$10000))),\"--\")","v":"--"},{"$f":"IF(F118=0,0,IFERROR(GEOMEAN(IF('3. Amb. Raw Data'!$R$4:R$10000='4. Summary Amb. Data'!B118,'3. Amb. Raw Data'!$U$4:$U$10000)),\"--\"))","v":"--"},{"$f":"IFERROR(AVERAGE(IF('3. Amb. Raw Data'!$R$4:R$10000='4. Summary Amb. Data'!B118,'3. Amb. Raw Data'!$T$4:$T$10000)),\"--\")","v":"--"},{"$f":"IF(ISNUMBER(G118),IF(F118=0,0,PERCENTILE(IF('3. Amb. Raw Data'!$R$4:R$10000='4. Summary Amb. Data'!B118,'3. Amb. Raw Data'!$T$4:$T$10000),0.9)),\"--\")","v":"--"},{"$f":"IF(ISNUMBER(G118),IF(F118=0,0,STDEV(IF('3. Amb. Raw Data'!$R$4:R$10000='4. Summary Amb. Data'!B118,'3. Amb. Raw Data'!$T$4:$T$10000))),\"--\")","v":"--"}]
["4-chlorophenyl phenyl ether",7005723,"--",null,{"$f":"IF(ISNUMBER(G119),SUMIF('3. Amb. Raw Data'!R$4:R$10000,'4. Summary Amb. Data'!B119,'3. Amb. Raw Data'!S$4:S$10000),\"--\")","v":"--"},"--",{"$f":"IF(COUNTIF('3. Amb. Raw Data'!R$4:R$10000,'4. Summary Amb. Data'!B119)=0,\"--\",COUNTIF('3. Amb. Raw Data'!R$4:R$10000,'4. Summary Amb. Data'!B119))","v":"--"},{"$f":"IF(ISNUMBER(G119),IF(F119=0,0,MAX(IF('3. Amb. Raw Data'!$R$4:R$10000='4. Summary Amb. Data'!B119,'3. Amb. Raw Data'!$T$4:$T$10000))),\"--\")","v":"--"},{"$f":"IF(F119=0,0,IFERROR(GEOMEAN(IF('3. Amb. Raw Data'!$R$4:R$10000='4. Summary Amb. Data'!B119,'3. Amb. Raw Data'!$U$4:$U$10000)),\"--\"))","v":"--"},{"$f":"IFERROR(AVERAGE(IF('3. Amb. Raw Data'!$R$4:R$10000='4. Summary Amb. Data'!B119,'3. Amb. Raw Data'!$T$4:$T$10000)),\"--\")","v":"--"},{"$f":"IF(ISNUMBER(G119),IF(F119=0,0,PERCENTILE(IF('3. Amb. Raw Data'!$R$4:R$10000='4. Summary Amb. Data'!B119,'3. Amb. Raw Data'!$T$4:$T$10000),0.9)),\"--\")","v":"--"},{"$f":"IF(ISNUMBER(G119),IF(F119=0,0,STDEV(IF('3. Amb. Raw Data'!$R$4:R$10000='4. Summary Amb. Data'!B119,'3. Amb. Raw Data'!$T$4:$T$10000))),\"--\")","v":"--"}]
["Chrysene",218019,"--",null,{"$f":"IF(ISNUMBER(G120),SUMIF('3. Amb. Raw Data'!R$4:R$10000,'4. Summary Amb. Data'!B120,'3. Amb. Raw Data'!S$4:S$10000),\"--\")","v":"--"},"--",{"$f":"IF(COUNTIF('3. Amb. Raw Data'!R$4:R$10000,'4. Summary Amb. Data'!B120)=0,\"--\",COUNTIF('3. Amb. Raw Data'!R$4:R$10000,'4. Summary Amb. Data'!B120))","v":"--"},{"$f":"IF(ISNUMBER(G120),IF(F120=0,0,MAX(IF('3. Amb. Raw Data'!$R$4:R$10000='4. Summary Amb. Data'!B120,'3. Amb. Raw Data'!$T$4:$T$10000))),\"--\")","v":"--"},{"$f":"IF(F120=0,0,IFERROR(GEOMEAN(IF('3. Amb. Raw Data'!$R$4:R$10000='4. Summary Amb. Data'!B120,'3. Amb. Raw Data'!$U$4:$U$10000)),\"--\"))","v":"--"},{"$f":"IFERROR(AVERAGE(IF('3. Amb. Raw Data'!$R$4:R$10000='4. Summary Amb. Data'!B120,'3. Amb. Raw Data'!$T$4:$T$10000)),\"--\")","v":"--"},{"$f":"IF(ISNUMBER(G120),IF(F120=0,0,PERCENTILE(IF('3. Amb. Raw Data'!$R$4:R$10000='4. Summary Amb. Data'!B120,'3. Amb. Raw Data'!$T$4:$T$10000),0.9)),\"--\")","v":"--"},{"$f":"IF(ISNUMBER(G120),IF(F120=0,0,STDEV(IF('3. Amb. Raw Data'!$R$4:R$10000='4. Summary Amb. Data'!B120,'3. Amb. Raw Data'!$T$4:$T$10000))),\"--\")","v":"--"}]
["Di-n-butyl phthalate",84742,"--",null,{"$f":"IF(ISNUMBER(G121),SUMIF('3. Amb. Raw Data'!R$4:R$10000,'4. Summary Amb. Data'!B121,'3. Amb. Raw Data'!S$4:S$10000),\"--\")","v":"--"},"--",{"$f":"IF(COUNTIF('3. Amb. Raw Data'!R$4:R$10000,'4. Summary Amb. Data'!B121)=0,\"--\",COUNTIF('3. Amb. Raw Data'!R$4:R$10000,'4. Summary Amb. Data'!B121))","v":"--"},{"$f":"IF(ISNUMBER(G121),IF(F121=0,0,MAX(IF('3. Amb. Raw Data'!$R$4:R$10000='4. Summary Amb. Data'!B121,'3. Amb. Raw Data'!$T$4:$T$10000))),\"--\")","v":"--"},{"$f":"IF(F121=0,0,IFERROR(GEOMEAN(IF('3. Amb. Raw Data'!$R$4:R$10000='4. Summary Amb. Data'!B121,'3. Amb. Raw Data'!$U$4:$U$10000)),\"--\"))","v":"--"},{"$f":"IFERROR(AVERAGE(IF('3. Amb. Raw Data'!$R$4:R$10000='4. Summary Amb. Data'!B121,'3. Amb. Raw Data'!$T$4:$T$10000)),\"--\")","v":"--"},{"$f":"IF(ISNUMBER(G121),IF(F121=0,0,PERCENTILE(IF('3. Amb. Raw Data'!$R$4:R$10000='4. Summary Amb. Data'!B121,'3. Amb. Raw Data'!$T$4:$T$10000),0.9)),\"--\")","v":"--"},{"$f":"IF(ISNUMBER(G121),IF(F121=0,0,STDEV(IF('3. Amb. Raw Data'!$R$4:R$10000='4. Summary Amb. Data'!B121,'3. Amb. Raw Data'!$T$4:$T$10000))),\"--\")","v":"--"}]
["Di-n-octyl phthalate",117840,"--",null,{"$f":"IF(ISNUMBER(G122),SUMIF('3. Amb. Raw Data'!R$4:R$10000,'4. Summary Amb. Data'!B122,'3. Amb. Raw Data'!S$4:S$10000),\"--\")","v":"--"},"--",{"$f":"IF(COUNTIF('3. Amb. Raw Data'!R$4:R$10000,'4. Summary Amb. Data'!B122)=0,\"--\",COUNTIF('3. Amb. Raw Data'!R$4:R$10000,'4. Summary Amb. Data'!B122))","v":"--"},{"$f":"IF(ISNUMBER(G122),IF(F122=0,0,MAX(IF('3. Amb. Raw Data'!$R$4:R$10000='4. Summary Amb. Data'!B122,'3. Amb. Raw Data'!$T$4:$T$10000))),\"--\")","v":"--"},{"$f":"IF(F122=0,0,IFERROR(GEOMEAN(IF('3. Amb. Raw Data'!$R$4:R$10000='4. Summary Amb. Data'!B122,'3. Amb. Raw Data'!$U$4:$U$10000)),\"--\"))","v":"--"},{"$f":"IFERROR(AVERAGE(IF('3. Amb. Raw Data'!$R$4:R$10000='4. Summary Amb. Data'!B122,'3. Amb. Raw Data'!$T$4:$T$10000)),\"--\")","v":"--"},{"$f":"IF(ISNUMBER(G122),IF(F122=0,0,PERCENTILE(IF('3. Amb. Raw Data'!$R$4:R$10000='4. Summary Amb. Data'!B122,'3. Amb. Raw Data'!$T$4:$T$10000),0.9)),\"--\")","v":"--"},{"$f":"IF(ISNUMBER(G122),IF(F122=0,0,STDEV(IF('3. Amb. Raw Data'!$R$4:R$10000='4. Summary Amb. Data'!B122,'3. Amb. Raw Data'!$T$4:$T$10000))),\"--\")","v":"--"}]
["Dibenzo(a,h)anthracene",53703,"--",null,{"$f":"IF(ISNUMBER(G123),SUMIF('3. Amb. Raw Data'!R$4:R$10000,'4. Summary Amb. Data'!B123,'3. Amb. Raw Data'!S$4:S$10000),\"--\")","v":"--"},"--",{"$f":"IF(COUNTIF('3. Amb. Raw Data'!R$4:R$10000,'4. Summary Amb. Data'!B123)=0,\"--\",COUNTIF('3. Amb. Raw Data'!R$4:R$10000,'4. Summary Amb. Data'!B123))","v":"--"},{"$f":"IF(ISNUMBER(G123),IF(F123=0,0,MAX(IF('3. Amb. Raw Data'!$R$4:R$10000='4. Summary Amb. Data'!B123,'3. Amb. Raw Data'!$T$4:$T$10000))),\"--\")","v":"--"},{"$f":"IF(F123=0,0,IFERROR(GEOMEAN(IF('3. Amb. Raw Data'!$R$4:R$10000='4. Summary Amb. Data'!B123,'3. Amb. Raw Data'!$U$4:$U$10000)),\"--\"))","v":"--"},{"$f":"IFERROR(AVERAGE(IF('3. Amb. Raw Data'!$R$4:R$10000='4. Summary Amb. Data'!B123,'3. Amb. Raw Data'!$T$4:$T$10000)),\"--\")","v":"--"},{"$f":"IF(ISNUMBER(G123),IF(F123=0,0,PERCENTILE(IF('3. Amb. Raw Data'!$R$4:R$10000='4. Summary Amb. Data'!B123,'3. Amb. Raw Data'!$T$4:$T$10000),0.9)),\"--\")","v":"--"},{"$f":"IF(ISNUMBER(G123),IF(F123=0,0,STDEV(IF('3. Amb. Raw Data'!$R$4:R$10000='4. Summary Amb. Data'!B123,'3. Amb. Raw Data'!$T$4:$T$10000))),\"--\")","v":"--"}]
["3,3-Dichlorobenzidine",91941,"--",null,{"$f":"IF(ISNUMBER(G124),SUMIF('3. Amb. Raw Data'!R$4:R$10000,'4. Summary Amb. Data'!B124,'3. Amb. Raw Data'!S$4:S$10000),\"--\")","v":"--"},"--",{"$f":"IF(COUNTIF('3. Amb. Raw Data'!R$4:R$10000,'4. Summary Amb. Data'!B124)=0,\"--\",COUNTIF('3. Amb. Raw Data'!R$4:R$10000,'4. Summary Amb. Data'!B124))","v":"--"},{"$f":"IF(ISNUMBER(G124),IF(F124=0,0,MAX(IF('3. Amb. Raw Data'!$R$4:R$10000='4. Summary Amb. Data'!B124,'3. Amb. Raw Data'!$T$4:$T$10000))),\"--\")","v":"--"},{"$f":"IF(F124=0,0,IFERROR(GEOMEAN(IF('3. Amb. Raw Data'!$R$4:R$10000='4. Summary Amb. Data'!B124,'3. Amb. Raw Data'!$U$4:$U$10000)),\"--\"))","v":"--"},{"$f":"IFERROR(AVERAGE(IF('3. Amb. Raw Data'!$R$4:R$10000='4. Summary Amb. Data'!B124,'3. Amb. Raw Data'!$T$4:$T$10000)),\"--\")","v":"--"},{"$f":"IF(ISNUMBER(G124),IF(F124=0,0,PERCENTILE(IF('3. Amb. Raw Data'!$R$4:R$10000='4. Summary Amb. Data'!B124,'3. Amb. Raw Data'!$T$4:$T$10000),0.9)),\"--\")","v":"--"},{"$f":"IF(ISNUMBER(G124),IF(F124=0,0,STDEV(IF('3. Amb. Raw Data'!$R$4:R$10000='4. Summary Amb. Data'!B124,'3. Amb. Raw Data'!$T$4:$T$10000))),\"--\")","v":"--"}]
["Diethyl phthalate",84662,"--",null,{"$f":"IF(ISNUMBER(G125),SUMIF('3. Amb. Raw Data'!R$4:R$10000,'4. Summary Amb. Data'!B125,'3. Amb. Raw Data'!S$4:S$10000),\"--\")","v":"--"},"--",{"$f":"IF(COUNTIF('3. Amb. Raw Data'!R$4:R$10000,'4. Summary Amb. Data'!B125)=0,\"--\",COUNTIF('3. Amb. Raw Data'!R$4:R$10000,'4. Summary Amb. Data'!B125))","v":"--"},{"$f":"IF(ISNUMBER(G125),IF(F125=0,0,MAX(IF('3. Amb. Raw Data'!$R$4:R$10000='4. Summary Amb. Data'!B125,'3. Amb. Raw Data'!$T$4:$T$10000))),\"--\")","v":"--"},{"$f":"IF(F125=0,0,IFERROR(GEOMEAN(IF('3. Amb. Raw Data'!$R$4:R$10000='4. Summary Amb. Data'!B125,'3. Amb. Raw Data'!$U$4:$U$10000)),\"--\"))","v":"--"},{"$f":"IFERROR(AVERAGE(IF('3. Amb. Raw Data'!$R$4:R$10000='4. Summary Amb. Data'!B125,'3. Amb. Raw Data'!$T$4:$T$10000)),\"--\")","v":"--"},{"$f":"IF(ISNUMBER(G125),IF(F125=0,0,PERCENTILE(IF('3. Amb. Raw Data'!$R$4:R$10000='4. Summary Amb. Data'!B125,'3. Amb. Raw Data'!$T$4:$T$10000),0.9)),\"--\")","v":"--"},{"$f":"IF(ISNUMBER(G125),IF(F125=0,0,STDEV(IF('3. Amb. Raw Data'!$R$4:R$10000='4. Summary Amb. Data'!B125,'3. Amb. Raw Data'!$T$4:$T$10000))),\"--\")","v":"--"}]
["Dimethyl phthalate",131113,"--",null,{"$f":"IF(ISNUMBER(G126),SUMIF('3. Amb. Raw Data'!R$4:R$10000,'4. Summary Amb. Data'!B126,'3. Amb. Raw Data'!S$4:S$10000),\"--\")","v":"--"},"--",{"$f":"IF(COUNTIF('3. Amb. Raw Data'!R$4:R$10000,'4. Summary Amb. Data'!B126)=0,\"--\",COUNTIF('3. Amb. Raw Data'!R$4:R$10000,'4. Summary Amb. Data'!B126))","v":"--"},{"$f":"IF(ISNUMBER(G126),IF(F126=0,0,MAX(IF('3. Amb. Raw Data'!$R$4:R$10000='4. Summary Amb. Data'!B126,'3. Amb. Raw Data'!$T$4:$T$10000))),\"--\")","v":"--"},{"$f":"IF(F126=0,0,IFERROR(GEOMEAN(IF('3. Amb. Raw Data'!$R$4:R$10000='4. Summary Amb. Data'!B126,'3. Amb. Raw Data'!$U$4:$U$10000)),\"--\"))","v":"--"},{"$f":"IFERROR(AVERAGE(IF('3. Amb. Raw Data'!$R$4:R$10000='4. Summary Amb. Data'!B126,'3. Amb. Raw Data'!$T$4:$T$10000)),\"--\")","v":"--"},{"$f":"IF(ISNUMBER(G126),IF(F126=0,0,PERCENTILE(IF('3. Amb. Raw Data'!$R$4:R$10000='4. Summary Amb. Data'!B126,'3. Amb. Raw Data'!$T$4:$T$10000),0.9)),\"--\")","v":"--"},{"$f":"IF(ISNUMBER(G126),IF(F126=0,0,STDEV(IF('3. Amb. Raw Data'!$R$4:R$10000='4. Summary Amb. Data'!B126,'3. Amb. Raw Data'!$T$4:$T$10000))),\"--\")","v":"--"}]
["2,4-dinitrotoluene",121142,"--",null,{"$f":"IF(ISNUMBER(G127),SUMIF('3. Amb. Raw Data'!R$4:R$10000,'4. Summary Amb. Data'!B127,'3. Amb. Raw Data'!S$4:S$10000),\"--\")","v":"--"},"--",{"$f":"IF(COUNTIF('3. Amb. Raw Data'!R$4:R$10000,'4. Summary Amb. Data'!B127)=0,\"--\",COUNTIF('3. Amb. Raw Data'!R$4:R$10000,'4. Summary Amb. Data'!B127))","v":"--"},{"$f":"IF(ISNUMBER(G127),IF(F127=0,0,MAX(IF('3. Amb. Raw Data'!$R$4:R$10000='4. Summary Amb. Data'!B127,'3. Amb. Raw Data'!$T$4:$T$10000))),\"--\")","v":"--"},{"$f":"IF(F127=0,0,IFERROR(GEOMEAN(IF('3. Amb. Raw Data'!$R$4:R$10000='4. Summary Amb. Data'!B127,'3. Amb. Raw Data'!$U$4:$U$10000)),\"--\"))","v":"--"},{"$f":"IFERROR(AVERAGE(IF('3. Amb. Raw Data'!$R$4:R$10000='4. Summary Amb. Data'!B127,'3. Amb. Raw Data'!$T$4:$T$10000)),\"--\")","v":"--"},{"$f":"IF(ISNUMBER(G127),IF(F127=0,0,PERCENTILE(IF('3. Amb. Raw Data'!$R$4:R$10000='4. Summary Amb. Data'!B127,'3. Amb. Raw Data'!$T$4:$T$10000),0.9)),\"--\")","v":"--"},{"$f":"IF(ISNUMBER(G127),IF(F127=0,0,STDEV(IF('3. Amb. Raw Data'!$R$4:R$10000='4. Summary Amb. Data'!B127,'3. Amb. Raw Data'!$T$4:$T$10000))),\"--\")","v":"--"}]
["2,6-dinitrotoluene",606202,"--",null,{"$f":"IF(ISNUMBER(G128),SUMIF('3. Amb. Raw Data'!R$4:R$10000,'4. Summary Amb. Data'!B128,'3. Amb. Raw Data'!S$4:S$10000),\"--\")","v":"--"},"--",{"$f":"IF(COUNTIF('3. Amb. Raw Data'!R$4:R$10000,'4. Summary Amb. Data'!B128)=0,\"--\",COUNTIF('3. Amb. Raw Data'!R$4:R$10000,'4. Summary Amb. Data'!B128))","v":"--"},{"$f":"IF(ISNUMBER(G128),IF(F128=0,0,MAX(IF('3. Amb. Raw Data'!$R$4:R$10000='4. Summary Amb. Data'!B128,'3. Amb. Raw Data'!$T$4:$T$10000))),\"--\")","v":"--"},{"$f":"IF(F128=0,0,IFERROR(GEOMEAN(IF('3. Amb. Raw Data'!$R$4:R$10000='4. Summary Amb. Data'!B128,'3. Amb. Raw Data'!$U$4:$U$10000)),\"--\"))","v":"--"},{"$f":"IFERROR(AVERAGE(IF('3. Amb. Raw Data'!$R$4:R$10000='4. Summary Amb. Data'!B128,'3. Amb. Raw Data'!$T$4:$T$10000)),\"--\")","v":"--"},{"$f":"IF(ISNUMBER(G128),IF(F128=0,0,PERCENTILE(IF('3. Amb. Raw Data'!$R$4:R$10000='4. Summary Amb. Data'!B128,'3. Amb. Raw Data'!$T$4:$T$10000),0.9)),\"--\")","v":"--"},{"$f":"IF(ISNUMBER(G128),IF(F128=0,0,STDEV(IF('3. Amb. Raw Data'!$R$4:R$10000='4. Summary Amb. Data'!B128,'3. Amb. Raw Data'!$T$4:$T$10000))),\"--\")","v":"--"}]
["1,2-diphenylhydrazine",103333,"CAS # is 122667, but using azobenzene as surrogate, so Azobenzene CAS # is listed here",null,{"$f":"IF(ISNUMBER(G129),SUMIF('3. Amb. Raw Data'!R$4:R$10000,'4. Summary Amb. Data'!B129,'3. Amb. Raw Data'!S$4:S$10000),\"--\")","v":"--"},"--",{"$f":"IF(COUNTIF('3. Amb. Raw Data'!R$4:R$10000,'4. Summary Amb. Data'!B129)=0,\"--\",COUNTIF('3. Amb. Raw Data'!R$4:R$10000,'4. Summary Amb. Data'!B129))","v":"--"},{"$f":"IF(ISNUMBER(G129),IF(F129=0,0,MAX(IF('3. Amb. Raw Data'!$R$4:R$10000='4. Summary Amb. Data'!B129,'3. Amb. Raw Data'!$T$4:$T$10000))),\"--\")","v":"--"},{"$f":"IF(F129=0,0,IFERROR(GEOMEAN(IF('3. Amb. Raw Data'!$R$4:R$10000='4. Summary Amb. Data'!B129,'3. Amb. Raw Data'!$U$4:$U$10000)),\"--\"))","v":"--"},{"$f":"IFERROR(AVERAGE(IF('3. Amb. Raw Data'!$R$4:R$10000='4. Summary Amb. Data'!B129,'3. Amb. Raw Data'!$T$4:$T$10000)),\"--\")","v":"--"},{"$f":"IF(ISNUMBER(G129),IF(F129=0,0,PERCENTILE(IF('3. Amb. Raw Data'!$R$4:R$10000='4. Summary Amb. Data'!B129,'3. Amb. Raw Data'!$T$4:$T$10000),0.9)),\"--\")","v":"--"},{"$f":"IF(ISNUMBER(G129),IF(F129=0,0,STDEV(IF('3. Amb. Raw Data'!$R$4:R$10000='4. Summary Amb. Data'!B129,'3. Amb. Raw Data'!$T$4:$T$10000))),\"--\")","v":"--"}]
["Fluoranthene",206440,"--",null,{"$f":"IF(ISNUMBER(G130),SUMIF('3. Amb. Raw Data'!R$4:R$10000,'4. Summary Amb. Data'!B130,'3. Amb. Raw Data'!S$4:S$10000),\"--\")","v":"--"},"--",{"$f":"IF(COUNTIF('3. Amb. Raw Data'!R$4:R$10000,'4. Summary Amb. Data'!B130)=0,\"--\",COUNTIF('3. Amb. Raw Data'!R$4:R$10000,'4. Summary Amb. Data'!B130))","v":"--"},{"$f":"IF(ISNUMBER(G130),IF(F130=0,0,MAX(IF('3. Amb. Raw Data'!$R$4:R$10000='4. Summary Amb. Data'!B130,'3. Amb. Raw Data'!$T$4:$T$10000))),\"--\")","v":"--"},{"$f":"IF(F130=0,0,IFERROR(GEOMEAN(IF('3. Amb. Raw Data'!$R$4:R$10000='4. Summary Amb. Data'!B130,'3. Amb. Raw Data'!$U$4:$U$10000)),\"--\"))","v":"--"},{"$f":"IFERROR(AVERAGE(IF('3. Amb. Raw Data'!$R$4:R$10000='4. Summary Amb. Data'!B130,'3. Amb. Raw Data'!$T$4:$T$10000)),\"--\")","v":"--"},{"$f":"IF(ISNUMBER(G130),IF(F130=0,0,PERCENTILE(IF('3. Amb. Raw Data'!$R$4:R$10000='4. Summary Amb. Data'!B130,'3. Amb. Raw Data'!$T$4:$T$10000),0.9)),\"--\")","v":"--"},{"$f":"IF(ISNUMBER(G130),IF(F130=0,0,STDEV(IF('3. Amb. Raw Data'!$R$4:R$10000='4. Summary Amb. Data'!B130,'3. Amb. Raw Data'!$T$4:$T$10000))),\"--\")","v":"--"}]
["Fluorene",86737,"--",null,{"$f":"IF(ISNUMBER(G131),SUMIF('3. Amb. Raw Data'!R$4:R$10000,'4. Summary Amb. Data'!B131,'3. Amb. Raw Data'!S$4:S$10000),\"--\")","v":"--"},"--",{"$f":"IF(COUNTIF('3. Amb. Raw Data'!R$4:R$10000,'4. Summary Amb. Data'!B131)=0,\"--\",COUNTIF('3. Amb. Raw Data'!R$4:R$10000,'4. Summary Amb. Data'!B131))","v":"--"},{"$f":"IF(ISNUMBER(G131),IF(F131=0,0,MAX(IF('3. Amb. Raw Data'!$R$4:R$10000='4. Summary Amb. Data'!B131,'3. Amb. Raw Data'!$T$4:$T$10000))),\"--\")","v":"--"},{"$f":"IF(F131=0,0,IFERROR(GEOMEAN(IF('3. Amb. Raw Data'!$R$4:R$10000='4. Summary Amb. Data'!B131,'3. Amb. Raw Data'!$U$4:$U$10000)),\"--\"))","v":"--"},{"$f":"IFERROR(AVERAGE(IF('3. Amb. Raw Data'!$R$4:R$10000='4. Summary Amb. Data'!B131,'3. Amb. Raw Data'!$T$4:$T$10000)),\"--\")","v":"--"},{"$f":"IF(ISNUMBER(G131),IF(F131=0,0,PERCENTILE(IF('3. Amb. Raw Data'!$R$4:R$10000='4. Summary Amb. Data'!B131,'3. Amb. Raw Data'!$T$4:$T$10000),0.9)),\"--\")","v":"--"},{"$f":"IF(ISNUMBER(G131),IF(F131=0,0,STDEV(IF('3. Amb. Raw Data'!$R$4:R$10000='4. Summary Amb. Data'!B131,'3. Amb. Raw Data'!$T$4:$T$10000))),\"--\")","v":"--"}]
["Hexachlorobenzene",118741,"--",null,{"$f":"IF(ISNUMBER(G132),SUMIF('3. Amb. Raw Data'!R$4:R$10000,'4. Summary Amb. Data'!B132,'3. Amb. Raw Data'!S$4:S$10000),\"--\")","v":"--"},"--",{"$f":"IF(COUNTIF('3. Amb. Raw Data'!R$4:R$10000,'4. Summary Amb. Data'!B132)=0,\"--\",COUNTIF('3. Amb. Raw Data'!R$4:R$10000,'4. Summary Amb. Data'!B132))","v":"--"},{"$f":"IF(ISNUMBER(G132),IF(F132=0,0,MAX(IF('3. Amb. Raw Data'!$R$4:R$10000='4. Summary Amb. Data'!B132,'3. Amb. Raw Data'!$T$4:$T$10000))),\"--\")","v":"--"},{"$f":"IF(F132=0,0,IFERROR(GEOMEAN(IF('3. Amb. Raw Data'!$R$4:R$10000='4. Summary Amb. Data'!B132,'3. Amb. Raw Data'!$U$4:$U$10000)),\"--\"))","v":"--"},{"$f":"IFERROR(AVERAGE(IF('3. Amb. Raw Data'!$R$4:R$10000='4. Summary Amb. Data'!B132,'3. Amb. Raw Data'!$T$4:$T$10000)),\"--\")","v":"--"},{"$f":"IF(ISNUMBER(G132),IF(F132=0,0,PERCENTILE(IF('3. Amb. Raw Data'!$R$4:R$10000='4. Summary Amb. Data'!B132,'3. Amb. Raw Data'!$T$4:$T$10000),0.9)),\"--\")","v":"--"},{"$f":"IF(ISNUMBER(G132),IF(F132=0,0,STDEV(IF('3. Amb. Raw Data'!$R$4:R$10000='4. Summary Amb. Data'!B132,'3. Amb. Raw Data'!$T$4:$T$10000))),\"--\")","v":"--"}]
["Hexachlorobutadiene",87683,"--",null,{"$f":"IF(ISNUMBER(G133),SUMIF('3. Amb. Raw Data'!R$4:R$10000,'4. Summary Amb. Data'!B133,'3. Amb. Raw Data'!S$4:S$10000),\"--\")","v":"--"},"--",{"$f":"IF(COUNTIF('3. Amb. Raw Data'!R$4:R$10000,'4. Summary Amb. Data'!B133)=0,\"--\",COUNTIF('3. Amb. Raw Data'!R$4:R$10000,'4. Summary Amb. Data'!B133))","v":"--"},{"$f":"IF(ISNUMBER(G133),IF(F133=0,0,MAX(IF('3. Amb. Raw Data'!$R$4:R$10000='4. Summary Amb. Data'!B133,'3. Amb. Raw Data'!$T$4:$T$10000))),\"--\")","v":"--"},{"$f":"IF(F133=0,0,IFERROR(GEOMEAN(IF('3. Amb. Raw Data'!$R$4:R$10000='4. Summary Amb. Data'!B133,'3. Amb. Raw Data'!$U$4:$U$10000)),\"--\"))","v":"--"},{"$f":"IFERROR(AVERAGE(IF('3. Amb. Raw Data'!$R$4:R$10000='4. Summary Amb. Data'!B133,'3. Amb. Raw Data'!$T$4:$T$10000)),\"--\")","v":"--"},{"$f":"IF(ISNUMBER(G133),IF(F133=0,0,PERCENTILE(IF('3. Amb. Raw Data'!$R$4:R$10000='4. Summary Amb. Data'!B133,'3. Amb. Raw Data'!$T$4:$T$10000),0.9)),\"--\")","v":"--"},{"$f":"IF(ISNUMBER(G133),IF(F133=0,0,STDEV(IF('3. Amb. Raw Data'!$R$4:R$10000='4. Summary Amb. Data'!B133,'3. Amb. Raw Data'!$T$4:$T$10000))),\"--\")","v":"--"}]
["Hexachlorocyclopentadiene",77474,"--",null,{"$f":"IF(ISNUMBER(G134),SUMIF('3. Amb. Raw Data'!R$4:R$10000,'4. Summary Amb. Data'!B134,'3. Amb. Raw Data'!S$4:S$10000),\"--\")","v":"--"},"--",{"$f":"IF(COUNTIF('3. Amb. Raw Data'!R$4:R$10000,'4. Summary Amb. Data'!B134)=0,\"--\",COUNTIF('3. Amb. Raw Data'!R$4:R$10000,'4. Summary Amb. Data'!B134))","v":"--"},{"$f":"IF(ISNUMBER(G134),IF(F134=0,0,MAX(IF('3. Amb. Raw Data'!$R$4:R$10000='4. Summary Amb. Data'!B134,'3. Amb. Raw Data'!$T$4:$T$10000))),\"--\")","v":"--"},{"$f":"IF(F134=0,0,IFERROR(GEOMEAN(IF('3. Amb. Raw Data'!$R$4:R$10000='4. Summary Amb. Data'!B134,'3. Amb. Raw Data'!$U$4:$U$10000)),\"--\"))","v":"--"},{"$f":"IFERROR(AVERAGE(IF('3. Amb. Raw Data'!$R$4:R$10000='4. Summary Amb. Data'!B134,'3. Amb. Raw Data'!$T$4:$T$10000)),\"--\")","v":"--"},{"$f":"IF(ISNUMBER(G134),IF(F134=0,0,PERCENTILE(IF('3. Amb. Raw Data'!$R$4:R$10000='4. Summary Amb. Data'!B134,'3. Amb. Raw Data'!$T$4:$T$10000),0.9)),\"--\")","v":"--"},{"$f":"IF(ISNUMBER(G134),IF(F134=0,0,STDEV(IF('3. Amb. Raw Data'!$R$4:R$10000='4. Summary Amb. Data'!B134,'3. Amb. Raw Data'!$T$4:$T$10000))),\"--\")","v":"--"}]
["Hexachloroethane",67721,"--",null,{"$f":"IF(ISNUMBER(G135),SUMIF('3. Amb. Raw Data'!R$4:R$10000,'4. Summary Amb. Data'!B135,'3. Amb. Raw Data'!S$4:S$10000),\"--\")","v":"--"},"--",{"$f":"IF(COUNTIF('3. Amb. Raw Data'!R$4:R$10000,'4. Summary Amb. Data'!B135)=0,\"--\",COUNTIF('3. Amb. Raw Data'!R$4:R$10000,'4. Summary Amb. Data'!B135))","v":"--"},{"$f":"IF(ISNUMBER(G135),IF(F135=0,0,MAX(IF('3. Amb. Raw Data'!$R$4:R$10000='4. Summary Amb. Data'!B135,'3. Amb. Raw Data'!$T$4:$T$10000))),\"--\")","v":"--"},{"$f":"IF(F135=0,0,IFERROR(GEOMEAN(IF('3. Amb. Raw Data'!$R$4:R$10000='4. Summary Amb. Data'!B135,'3. Amb. Raw Data'!$U$4:$U$10000)),\"--\"))","v":"--"},{"$f":"IFERROR(AVERAGE(IF('3. Amb. Raw Data'!$R$4:R$10000='4. Summary Amb. Data'!B135,'3. Amb. Raw Data'!$T$4:$T$10000)),\"--\")","v":"--"},{"$f":"IF(ISNUMBER(G135),IF(F135=0,0,PERCENTILE(IF('3. Amb. Raw Data'!$R$4:R$10000='4. Summary Amb. Data'!B135,'3. Amb. Raw Data'!$T$4:$T$10000),0.9)),\"--\")","v":"--"},{"$f":"IF(ISNUMBER(G135),IF(F135=0,0,STDEV(IF('3. Amb. Raw Data'!$R$4:R$10000='4. Summary Amb. Data'!B135,'3. Amb. Raw Data'!$T$4:$T$10000))),\"--\")","v":"--"}]
["Indeno(1,2,3-cd)pyrene",193395,"--",null,{"$f":"IF(ISNUMBER(G136),SUMIF('3. Amb. Raw Data'!R$4:R$10000,'4. Summary Amb. Data'!B136,'3. Amb. Raw Data'!S$4:S$10000),\"--\")","v":"--"},"--",{"$f":"IF(COUNTIF('3. Amb. Raw Data'!R$4:R$10000,'4. Summary Amb. Data'!B136)=0,\"--\",COUNTIF('3. Amb. Raw Data'!R$4:R$10000,'4. Summary Amb. Data'!B136))","v":"--"},{"$f":"IF(ISNUMBER(G136),IF(F136=0,0,MAX(IF('3. Amb. Raw Data'!$R$4:R$10000='4. Summary Amb. Data'!B136,'3. Amb. Raw Data'!$T$4:$T$10000))),\"--\")","v":"--"},{"$f":"IF(F136=0,0,IFERROR(GEOMEAN(IF('3. Amb. Raw Data'!$R$4:R$10000='4. Summary Amb. Data'!B136,'3. Amb. Raw Data'!$U$4:$U$10000)),\"--\"))","v":"--"},{"$f":"IFERROR(AVERAGE(IF('3. Amb. Raw Data'!$R$4:R$10000='4. Summary Amb. Data'!B136,'3. Amb. Raw Data'!$T$4:$T$10000)),\"--\")","v":"--"},{"$f":"IF(ISNUMBER(G136),IF(F136=0,0,PERCENTILE(IF('3. Amb. Raw Data'!$R$4:R$10000='4. Summary Amb. Data'!B136,'3. Amb. Raw Data'!$T$4:$T$10000),0.9)),\"--\")","v":"--"},{"$f":"IF(ISNUMBER(G136),IF(F136=0,0,STDEV(IF('3. Amb. Raw Data'!$R$4:R$10000='4. Summary Amb. Data'!B136,'3. Amb. Raw Data'!$T$4:$T$10000))),\"--\")","v":"--"}]
["Isophorone",78591,"--",null,{"$f":"IF(ISNUMBER(G137),SUMIF('3. Amb. Raw Data'!R$4:R$10000,'4. Summary Amb. Data'!B137,'3. Amb. Raw Data'!S$4:S$10000),\"--\")","v":"--"},"--",{"$f":"IF(COUNTIF('3. Amb. Raw Data'!R$4:R$10000,'4. Summary Amb. Data'!B137)=0,\"--\",COUNTIF('3. Amb. Raw Data'!R$4:R$10000,'4. Summary Amb. Data'!B137))","v":"--"},{"$f":"IF(ISNUMBER(G137),IF(F137=0,0,MAX(IF('3. Amb. Raw Data'!$R$4:R$10000='4. Summary Amb. Data'!B137,'3. Amb. Raw Data'!$T$4:$T$10000))),\"--\")","v":"--"},{"$f":"IF(F137=0,0,IFERROR(GEOMEAN(IF('3. Amb. Raw Data'!$R$4:R$10000='4. Summary Amb. Data'!B137,'3. Amb. Raw Data'!$U$4:$U$10000)),\"--\"))","v":"--"},{"$f":"IFERROR(AVERAGE(IF('3. Amb. Raw Data'!$R$4:R$10000='4. Summary Amb. Data'!B137,'3. Amb. Raw Data'!$T$4:$T$10000)),\"--\")","v":"--"},{"$f":"IF(ISNUMBER(G137),IF(F137=0,0,PERCENTILE(IF('3. Amb. Raw Data'!$R$4:R$10000='4. Summary Amb. Data'!B137,'3. Amb. Raw Data'!$T$4:$T$10000),0.9)),\"--\")","v":"--"},{"$f":"IF(ISNUMBER(G137),IF(F137=0,0,STDEV(IF('3. Amb. Raw Data'!$R$4:R$10000='4. Summary Amb. Data'!B137,'3. Amb. Raw Data'!$T$4:$T$10000))),\"--\")","v":"--"}]
["Napthalene",91203,"--",null,{"$f":"IF(ISNUMBER(G138),SUMIF('3. Amb. Raw Data'!R$4:R$10000,'4. Summary Amb. Data'!B138,'3. Amb. Raw Data'!S$4:S$10000),\"--\")","v":"--"},"--",{"$f":"IF(COUNTIF('3. Amb. Raw Data'!R$4:R$10000,'4. Summary Amb. Data'!B138)=0,\"--\",COUNTIF('3. Amb. Raw Data'!R$4:R$10000,'4. Summary Amb. Data'!B138))","v":"--"},{"$f":"IF(ISNUMBER(G138),IF(F138=0,0,MAX(IF('3. Amb. Raw Data'!$R$4:R$10000='4. Summary Amb. Data'!B138,'3. Amb. Raw Data'!$T$4:$T$10000))),\"--\")","v":"--"},{"$f":"IF(F138=0,0,IFERROR(GEOMEAN(IF('3. Amb. Raw Data'!$R$4:R$10000='4. Summary Amb. Data'!B138,'3. Amb. Raw Data'!$U$4:$U$10000)),\"--\"))","v":"--"},{"$f":"IFERROR(AVERAGE(IF('3. Amb. Raw Data'!$R$4:R$10000='4. Summary Amb. Data'!B138,'3. Amb. Raw Data'!$T$4:$T$10000)),\"--\")","v":"--"},{"$f":"IF(ISNUMBER(G138),IF(F138=0,0,PERCENTILE(IF('3. Amb. Raw Data'!$R$4:R$10000='4. Summary Amb. Data'!B138,'3. Amb. Raw Data'!$T$4:$T$10000),0.9)),\"--\")","v":"--"},{"$f":"IF(ISNUMBER(G138),IF(F138=0,0,STDEV(IF('3. Amb. Raw Data'!$R$4:R$10000='4. Summary Amb. Data'!B138,'3. Amb. Raw Data'!$T$4:$T$10000))),\"--\")","v":"--"}]
["Nitrobenzene",98953,"--",null,{"$f":"IF(ISNUMBER(G139),SUMIF('3. Amb. Raw Data'!R$4:R$10000,'4. Summary Amb. Data'!B139,'3. Amb. Raw Data'!S$4:S$10000),\"--\")","v":"--"},"--",{"$f":"IF(COUNTIF('3. Amb. Raw Data'!R$4:R$10000,'4. Summary Amb. Data'!B139)=0,\"--\",COUNTIF('3. Amb. Raw Data'!R$4:R$10000,'4. Summary Amb. Data'!B139))","v":"--"},{"$f":"IF(ISNUMBER(G139),IF(F139=0,0,MAX(IF('3. Amb. Raw Data'!$R$4:R$10000='4. Summary Amb. Data'!B139,'3. Amb. Raw Data'!$T$4:$T$10000))),\"--\")","v":"--"},{"$f":"IF(F139=0,0,IFERROR(GEOMEAN(IF('3. Amb. Raw Data'!$R$4:R$10000='4. Summary Amb. Data'!B139,'3. Amb. Raw Data'!$U$4:$U$10000)),\"--\"))","v":"--"},{"$f":"IFERROR(AVERAGE(IF('3. Amb. Raw Data'!$R$4:R$10000='4. Summary Amb. Data'!B139,'3. Amb. Raw Data'!$T$4:$T$10000)),\"--\")","v":"--"},{"$f":"IF(ISNUMBER(G139),IF(F139=0,0,PERCENTILE(IF('3. Amb. Raw Data'!$R$4:R$10000='4. Summary Amb. Data'!B139,'3. Amb. Raw Data'!$T$4:$T$10000),0.9)),\"--\")","v":"--"},{"$f":"IF(ISNUMBER(G139),IF(F139=0,0,STDEV(IF('3. Amb. Raw Data'!$R$4:R$10000='4. Summary Amb. Data'!B139,'3. Amb. Raw Data'!$T$4:$T$10000))),\"--\")","v":"--"}]
["N-nitrosodimethylamine",62759,"--",null,{"$f":"IF(ISNUMBER(G140),SUMIF('3. Amb. Raw Data'!R$4:R$10000,'4. Summary Amb. Data'!B140,'3. Amb. Raw Data'!S$4:S$10000),\"--\")","v":"--"},"--",{"$f":"IF(COUNTIF('3. Amb. Raw Data'!R$4:R$10000,'4. Summary Amb. Data'!B140)=0,\"--\",COUNTIF('3. Amb. Raw Data'!R$4:R$10000,'4. Summary Amb. Data'!B140))","v":"--"},{"$f":"IF(ISNUMBER(G140),IF(F140=0,0,MAX(IF('3. Amb. Raw Data'!$R$4:R$10000='4. Summary Amb. Data'!B140,'3. Amb. Raw Data'!$T$4:$T$10000))),\"--\")","v":"--"},{"$f":"IF(F140=0,0,IFERROR(GEOMEAN(IF('3. Amb. Raw Data'!$R$4:R$10000='4. Summary Amb. Data'!B140,'3. Amb. Raw Data'!$U$4:$U$10000)),\"--\"))","v":"--"},{"$f":"IFERROR(AVERAGE(IF('3. Amb. Raw Data'!$R$4:R$10000='4. Summary Amb. Data'!B140,'3. Amb. Raw Data'!$T$4:$T$10000)),\"--\")","v":"--"},{"$f":"IF(ISNUMBER(G140),IF(F140=0,0,PERCENTILE(IF('3. Amb. Raw Data'!$R$4:R$10000='4. Summary Amb. Data'!B140,'3. Amb. Raw Data'!$T$4:$T$10000),0.9)),\"--\")","v":"--"},{"$f":"IF(ISNUMBER(G140),IF(F140=0,0,STDEV(IF('3. Amb. Raw Data'!$R$4:R$10000='4. Summary Amb. Data'!B140,'3. Amb. Raw Data'!$T$4:$T$10000))),\"--\")","v":"--"}]
["N-nitrosodi-n-propylamine",621647,"--",null,{"$f":"IF(ISNUMBER(G141),SUMIF('3. Amb. Raw Data'!R$4:R$10000,'4. Summary Amb. Data'!B141,'3. Amb. Raw Data'!S$4:S$10000),\"--\")","v":"--"},"--",{"$f":"IF(COUNTIF('3. Amb. Raw Data'!R$4:R$10000,'4. Summary Amb. Data'!B141)=0,\"--\",COUNTIF('3. Amb. Raw Data'!R$4:R$10000,'4. Summary Amb. Data'!B141))","v":"--"},{"$f":"IF(ISNUMBER(G141),IF(F141=0,0,MAX(IF('3. Amb. Raw Data'!$R$4:R$10000='4. Summary Amb. Data'!B141,'3. Amb. Raw Data'!$T$4:$T$10000))),\"--\")","v":"--"},{"$f":"IF(F141=0,0,IFERROR(GEOMEAN(IF('3. Amb. Raw Data'!$R$4:R$10000='4. Summary Amb. Data'!B141,'3. Amb. Raw Data'!$U$4:$U$10000)),\"--\"))","v":"--"},{"$f":"IFERROR(AVERAGE(IF('3. Amb. Raw Data'!$R$4:R$10000='4. Summary Amb. Data'!B141,'3. Amb. Raw Data'!$T$4:$T$10000)),\"--\")","v":"--"},{"$f":"IF(ISNUMBER(G141),IF(F141=0,0,PERCENTILE(IF('3. Amb. Raw Data'!$R$4:R$10000='4. Summary Amb. Data'!B141,'3. Amb. Raw Data'!$T$4:$T$10000),0.9)),\"--\")","v":"--"},{"$f":"IF(ISNUMBER(G141),IF(F141=0,0,STDEV(IF('3. Amb. Raw Data'!$R$4:R$10000='4. Summary Amb. Data'!B141,'3. Amb. Raw Data'!$T$4:$T$10000))),\"--\")","v":"--"}]
["N-nitrosodiphenylamine",86306,"--",null,{"$f":"IF(ISNUMBER(G142),SUMIF('3. Amb. Raw Data'!R$4:R$10000,'4. Summary Amb. Data'!B142,'3. Amb. Raw Data'!S$4:S$10000),\"--\")","v":"--"},"--",{"$f":"IF(COUNTIF('3. Amb. Raw Data'!R$4:R$10000,'4. Summary Amb. Data'!B142)=0,\"--\",COUNTIF('3. Amb. Raw Data'!R$4:R$10000,'4. Summary Amb. Data'!B142))","v":"--"},{"$f":"IF(ISNUMBER(G142),IF(F142=0,0,MAX(IF('3. Amb. Raw Data'!$R$4:R$10000='4. Summary Amb. Data'!B142,'3. Amb. Raw Data'!$T$4:$T$10000))),\"--\")","v":"--"},{"$f":"IF(F142=0,0,IFERROR(GEOMEAN(IF('3. Amb. Raw Data'!$R$4:R$10000='4. Summary Amb. Data'!B142,'3. Amb. Raw Data'!$U$4:$U$10000)),\"--\"))","v":"--"},{"$f":"IFERROR(AVERAGE(IF('3. Amb. Raw Data'!$R$4:R$10000='4. Summary Amb. Data'!B142,'3. Amb. Raw Data'!$T$4:$T$10000)),\"--\")","v":"--"},{"$f":"IF(ISNUMBER(G142),IF(F142=0,0,PERCENTILE(IF('3. Amb. Raw Data'!$R$4:R$10000='4. Summary Amb. Data'!B142,'3. Amb. Raw Data'!$T$4:$T$10000),0.9)),\"--\")","v":"--"},{"$f":"IF(ISNUMBER(G142),IF(F142=0,0,STDEV(IF('3. Amb. Raw Data'!$R$4:R$10000='4. Summary Amb. Data'!B142,'3. Amb. Raw Data'!$T$4:$T$10000))),\"--\")","v":"--"}]
["Pentachlorobenzene",608935,"--",null,{"$f":"IF(ISNUMBER(G143),SUMIF('3. Amb. Raw Data'!R$4:R$10000,'4. Summary Amb. Data'!B143,'3. Amb. Raw Data'!S$4:S$10000),\"--\")","v":"--"},"--",{"$f":"IF(COUNTIF('3. Amb. Raw Data'!R$4:R$10000,'4. Summary Amb. Data'!B143)=0,\"--\",COUNTIF('3. Amb. Raw Data'!R$4:R$10000,'4. Summary Amb. Data'!B143))","v":"--"},{"$f":"IF(ISNUMBER(G143),IF(F143=0,0,MAX(IF('3. Amb. Raw Data'!$R$4:R$10000='4. Summary Amb. Data'!B143,'3. Amb. Raw Data'!$T$4:$T$10000))),\"--\")","v":"--"},{"$f":"IF(F143=0,0,IFERROR(GEOMEAN(IF('3. Amb. Raw Data'!$R$4:R$10000='4. Summary Amb. Data'!B143,'3. Amb. Raw Data'!$U$4:$U$10000)),\"--\"))","v":"--"},{"$f":"IFERROR(AVERAGE(IF('3. Amb. Raw Data'!$R$4:R$10000='4. Summary Amb. Data'!B143,'3. Amb. Raw Data'!$T$4:$T$10000)),\"--\")","v":"--"},{"$f":"IF(ISNUMBER(G143),IF(F143=0,0,PERCENTILE(IF('3. Amb. Raw Data'!$R$4:R$10000='4. Summary Amb. Data'!B143,'3. Amb. Raw Data'!$T$4:$T$10000),0.9)),\"--\")","v":"--"},{"$f":"IF(ISNUMBER(G143),IF(F143=0,0,STDEV(IF('3. Amb. Raw Data'!$R$4:R$10000='4. Summary Amb. Data'!B143,'3. Amb. Raw Data'!$T$4:$T$10000))),\"--\")","v":"--"}]
["Phenanthrene",85018,"--",null,{"$f":"IF(ISNUMBER(G144),SUMIF('3. Amb. Raw Data'!R$4:R$10000,'4. Summary Amb. Data'!B144,'3. Amb. Raw Data'!S$4:S$10000),\"--\")","v":"--"},"--",{"$f":"IF(COUNTIF('3. Amb. Raw Data'!R$4:R$10000,'4. Summary Amb. Data'!B144)=0,\"--\",COUNTIF('3. Amb. Raw Data'!R$4:R$10000,'4. Summary Amb. Data'!B144))","v":"--"},{"$f":"IF(ISNUMBER(G144),IF(F144=0,0,MAX(IF('3. Amb. Raw Data'!$R$4:R$10000='4. Summary Amb. Data'!B144,'3. Amb. Raw Data'!$T$4:$T$10000))),\"--\")","v":"--"},{"$f":"IF(F144=0,0,IFERROR(GEOMEAN(IF('3. Amb. Raw Data'!$R$4:R$10000='4. Summary Amb. Data'!B144,'3. Amb. Raw Data'!$U$4:$U$10000)),\"--\"))","v":"--"},{"$f":"IFERROR(AVERAGE(IF('3. Amb. Raw Data'!$R$4:R$10000='4. Summary Amb. Data'!B144,'3. Amb. Raw Data'!$T$4:$T$10000)),\"--\")","v":"--"},{"$f":"IF(ISNUMBER(G144),IF(F144=0,0,PERCENTILE(IF('3. Amb. Raw Data'!$R$4:R$10000='4. Summary Amb. Data'!B144,'3. Amb. Raw Data'!$T$4:$T$10000),0.9)),\"--\")","v":"--"},{"$f":"IF(ISNUMBER(G144),IF(F144=0,0,STDEV(IF('3. Amb. Raw Data'!$R$4:R$10000='4. Summary Amb. Data'!B144,'3. Amb. Raw Data'!$T$4:$T$10000))),\"--\")","v":"--"}]
["Pyrene",129000,"--",null,{"$f":"IF(ISNUMBER(G145),SUMIF('3. Amb. Raw Data'!R$4:R$10000,'4. Summary Amb. Data'!B145,'3. Amb. Raw Data'!S$4:S$10000),\"--\")","v":"--"},"--",{"$f":"IF(COUNTIF('3. Amb. Raw Data'!R$4:R$10000,'4. Summary Amb. Data'!B145)=0,\"--\",COUNTIF('3. Amb. Raw Data'!R$4:R$10000,'4. Summary Amb. Data'!B145))","v":"--"},{"$f":"IF(ISNUMBER(G145),IF(F145=0,0,MAX(IF('3. Amb. Raw Data'!$R$4:R$10000='4. Summary Amb. Data'!B145,'3. Amb. Raw Data'!$T$4:$T$10000))),\"--\")","v":"--"},{"$f":"IF(F145=0,0,IFERROR(GEOMEAN(IF('3. Amb. Raw Data'!$R$4:R$10000='4. Summary Amb. Data'!B145,'3. Amb. Raw Data'!$U$4:$U$10000)),\"--\"))","v":"--"},{"$f":"IFERROR(AVERAGE(IF('3. Amb. Raw Data'!$R$4:R$10000='4. Summary Amb. Data'!B145,'3. Amb. Raw Data'!$T$4:$T$10000)),\"--\")","v":"--"},{"$f":"IF(ISNUMBER(G145),IF(F145=0,0,PERCENTILE(IF('3. Amb. Raw Data'!$R$4:R$10000='4. Summary Amb. Data'!B145,'3. Amb. Raw Data'!$T$4:$T$10000),0.9)),\"--\")","v":"--"},{"$f":"IF(ISNUMBER(G145),IF(F145=0,0,STDEV(IF('3. Amb. Raw Data'!$R$4:R$10000='4. Summary Amb. Data'!B145,'3. Amb. Raw Data'!$T$4:$T$10000))),\"--\")","v":"--"}]
["1,2,4-trichlorobenzene",120821,"--",null,{"$f":"IF(ISNUMBER(G146),SUMIF('3. Amb. Raw Data'!R$4:R$10000,'4. Summary Amb. Data'!B146,'3. Amb. Raw Data'!S$4:S$10000),\"--\")","v":"--"},"--",{"$f":"IF(COUNTIF('3. Amb. Raw Data'!R$4:R$10000,'4. Summary Amb. Data'!B146)=0,\"--\",COUNTIF('3. Amb. Raw Data'!R$4:R$10000,'4. Summary Amb. Data'!B146))","v":"--"},{"$f":"IF(ISNUMBER(G146),IF(F146=0,0,MAX(IF('3. Amb. Raw Data'!$R$4:R$10000='4. Summary Amb. Data'!B146,'3. Amb. Raw Data'!$T$4:$T$10000))),\"--\")","v":"--"},{"$f":"IF(F146=0,0,IFERROR(GEOMEAN(IF('3. Amb. Raw Data'!$R$4:R$10000='4. Summary Amb. Data'!B146,'3. Amb. Raw Data'!$U$4:$U$10000)),\"--\"))","v":"--"},{"$f":"IFERROR(AVERAGE(IF('3. Amb. Raw Data'!$R$4:R$10000='4. Summary Amb. Data'!B146,'3. Amb. Raw Data'!$T$4:$T$10000)),\"--\")","v":"--"},{"$f":"IF(ISNUMBER(G146),IF(F146=0,0,PERCENTILE(IF('3. Amb. Raw Data'!$R$4:R$10000='4. Summary Amb. Data'!B146,'3. Amb. Raw Data'!$T$4:$T$10000),0.9)),\"--\")","v":"--"},{"$f":"IF(ISNUMBER(G146),IF(F146=0,0,STDEV(IF('3. Amb. Raw Data'!$R$4:R$10000='4. Summary Amb. Data'!B146,'3. Amb. Raw Data'!$T$4:$T$10000))),\"--\")","v":"--"}]
["Tetrachlorobenzene,1,2,4,5",95943,"--",null,{"$f":"IF(ISNUMBER(G147),SUMIF('3. Amb. Raw Data'!R$4:R$10000,'4. Summary Amb. Data'!B147,'3. Amb. Raw Data'!S$4:S$10000),\"--\")","v":"--"},"--",{"$f":"IF(COUNTIF('3. Amb. Raw Data'!R$4:R$10000,'4. Summary Amb. Data'!B147)=0,\"--\",COUNTIF('3. Amb. Raw Data'!R$4:R$10000,'4. Summary Amb. Data'!B147))","v":"--"},{"$f":"IF(ISNUMBER(G147),IF(F147=0,0,MAX(IF('3. Amb. Raw Data'!$R$4:R$10000='4. Summary Amb. Data'!B147,'3. Amb. Raw Data'!$T$4:$T$10000))),\"--\")","v":"--"},{"$f":"IF(F147=0,0,IFERROR(GEOMEAN(IF('3. Amb. Raw Data'!$R$4:R$10000='4. Summary Amb. Data'!B147,'3. Amb. Raw Data'!$U$4:$U$10000)),\"--\"))","v":"--"},{"$f":"IFERROR(AVERAGE(IF('3. Amb. Raw Data'!$R$4:R$10000='4. Summary Amb. Data'!B147,'3. Amb. Raw Data'!$T$4:$T$10000)),\"--\")","v":"--"},{"$f":"IF(ISNUMBER(G147),IF(F147=0,0,PERCENTILE(IF('3. Amb. Raw Data'!$R$4:R$10000='4. Summary Amb. Data'!B147,'3. Amb. Raw Data'!$T$4:$T$10000),0.9)),\"--\")","v":"--"},{"$f":"IF(ISNUMBER(G147),IF(F147=0,0,STDEV(IF('3. Amb. Raw Data'!$R$4:R$10000='4. Summary Amb. Data'!B147,'3. Amb. Raw Data'!$T$4:$T$10000))),\"--\")","v":"--"}]
["Table 3:  Pesticides and PCBs"]
["Aldrin",309002,"--",null,{"$f":"IF(ISNUMBER(G149),SUMIF('3. Amb. Raw Data'!R$4:R$10000,'4. Summary Amb. Data'!B149,'3. Amb. Raw Data'!S$4:S$10000),\"--\")","v":"--"},{"$f":"IF(ISNUMBER(G149),G149-E149,\"--\")","v":"--"},{"$f":"IF(COUNTIF('3. Amb. Raw Data'!R$4:R$10000,'4. Summary Amb. Data'!B149)=0,\"--\",COUNTIF('3. Amb. Raw Data'!R$4:R$10000,'4. Summary Amb. Data'!B149))","v":"--"},{"$f":"IF(ISNUMBER(G149),IF(F149=0,0,MAX(IF('3. Amb. Raw Data'!$R$4:R$10000='4. Summary Amb. Data'!B149,'3. Amb. Raw Data'!$T$4:$T$10000))),\"--\")","v":"--"},{"$f":"IF(F149=0,0,IFERROR(GEOMEAN(IF('3. Amb. Raw Data'!$R$4:R$10000='4. Summary Amb. Data'!B149,'3. Amb. Raw Data'!$U$4:$U$10000)),\"--\"))","v":"--"},{"$f":"IFERROR(AVERAGE(IF('3. Amb. Raw Data'!$R$4:R$10000='4. Summary Amb. Data'!B149,'3. Amb. Raw Data'!$T$4:$T$10000)),\"--\")","v":"--"},{"$f":"IF(ISNUMBER(G149),IF(F149=0,0,PERCENTILE(IF('3. Amb. Raw Data'!$R$4:R$10000='4. Summary Amb. Data'!B149,'3. Amb. Raw Data'!$T$4:$T$10000),0.9)),\"--\")","v":"--"},{"$f":"IF(ISNUMBER(G149),IF(F149=0,0,STDEV(IF('3. Amb. Raw Data'!$R$4:R$10000='4. Summary Amb. Data'!B149,'3. Amb. Raw Data'!$T$4:$T$10000))),\"--\")","v":"--"}]
["BHC-Technical",608731,"--",null,{"$f":"IF(ISNUMBER(G150),SUMIF('3. Amb. Raw Data'!R$4:R$10000,'4. Summary Amb. Data'!B150,'3. Amb. Raw Data'!S$4:S$10000),\"--\")","v":"--"},"--",{"$f":"IF(COUNTIF('3. Amb. Raw Data'!R$4:R$10000,'4. Summary Amb. Data'!B150)=0,\"--\",COUNTIF('3. Amb. Raw Data'!R$4:R$10000,'4. Summary Amb. Data'!B150))","v":"--"},{"$f":"IF(ISNUMBER(G150),IF(F150=0,0,MAX(IF('3. Amb. Raw Data'!$R$4:R$10000='4. Summary Amb. Data'!B150,'3. Amb. Raw Data'!$T$4:$T$10000))),\"--\")","v":"--"},{"$f":"IF(F150=0,0,IFERROR(GEOMEAN(IF('3. Amb. Raw Data'!$R$4:R$10000='4. Summary Amb. Data'!B150,'3. Amb. Raw Data'!$U$4:$U$10000)),\"--\"))","v":"--"},{"$f":"IFERROR(AVERAGE(IF('3. Amb. Raw Data'!$R$4:R$10000='4. Summary Amb. Data'!B150,'3. Amb. Raw Data'!$T$4:$T$10000)),\"--\")","v":"--"},{"$f":"IF(ISNUMBER(G150),IF(F150=0,0,PERCENTILE(IF('3. Amb. Raw Data'!$R$4:R$10000='4. Summary Amb. Data'!B150,'3. Amb. Raw Data'!$T$4:$T$10000),0.9)),\"--\")","v":"--"},{"$f":"IF(ISNUMBER(G150),IF(F150=0,0,STDEV(IF('3. Amb. Raw Data'!$R$4:R$10000='4. Summary Amb. Data'!B150,'3. Amb. Raw Data'!$T$4:$T$10000))),\"--\")","v":"--"}]
["BHC-alpha",319846,"α-BHC",null,{"$f":"IF(ISNUMBER(G151),SUMIF('3. Amb. Raw Data'!R$4:R$10000,'4. Summary Amb. Data'!B151,'3. Amb. Raw Data'!S$4:S$10000),\"--\")","v":"--"},"--",{"$f":"IF(COUNTIF('3. Amb. Raw Data'!R$4:R$10000,'4. Summary Amb. Data'!B151)=0,\"--\",COUNTIF('3. Amb. Raw Data'!R$4:R$10000,'4. Summary Amb. Data'!B151))","v":"--"},{"$f":"IF(ISNUMBER(G151),IF(F151=0,0,MAX(IF('3. Amb. Raw Data'!$R$4:R$10000='4. Summary Amb. Data'!B151,'3. Amb. Raw Data'!$T$4:$T$10000))),\"--\")","v":"--"},{"$f":"IF(F151=0,0,IFERROR(GEOMEAN(IF('3. Amb. Raw Data'!$R$4:R$10000='4. Summary Amb. Data'!B151,'3. Amb. Raw Data'!$U$4:$U$10000)),\"--\"))","v":"--"},{"$f":"IFERROR(AVERAGE(IF('3. Amb. Raw Data'!$R$4:R$10000='4. Summary Amb. Data'!B151,'3. Amb. Raw Data'!$T$4:$T$10000)),\"--\")","v":"--"},{"$f":"IF(ISNUMBER(G151),IF(F151=0,0,PERCENTILE(IF('3. Amb. Raw Data'!$R$4:R$10000='4. Summary Amb. Data'!B151,'3. Amb. Raw Data'!$T$4:$T$10000),0.9)),\"--\")","v":"--"},{"$f":"IF(ISNUMBER(G151),IF(F151=0,0,STDEV(IF('3. Amb. Raw Data'!$R$4:R$10000='4. Summary Amb. Data'!B151,'3. Amb. Raw Data'!$T$4:$T$10000))),\"--\")","v":"--"}]
["BHC-beta",319857,"β-BHC",null,{"$f":"IF(ISNUMBER(G152),SUMIF('3. Amb. Raw Data'!R$4:R$10000,'4. Summary Amb. Data'!B152,'3. Amb. Raw Data'!S$4:S$10000),\"--\")","v":"--"},"--",{"$f":"IF(COUNTIF('3. Amb. Raw Data'!R$4:R$10000,'4. Summary Amb. Data'!B152)=0,\"--\",COUNTIF('3. Amb. Raw Data'!R$4:R$10000,'4. Summary Amb. Data'!B152))","v":"--"},{"$f":"IF(ISNUMBER(G152),IF(F152=0,0,MAX(IF('3. Amb. Raw Data'!$R$4:R$10000='4. Summary Amb. Data'!B152,'3. Amb. Raw Data'!$T$4:$T$10000))),\"--\")","v":"--"},{"$f":"IF(F152=0,0,IFERROR(GEOMEAN(IF('3. Amb. Raw Data'!$R$4:R$10000='4. Summary Amb. Data'!B152,'3. Amb. Raw Data'!$U$4:$U$10000)),\"--\"))","v":"--"},{"$f":"IFERROR(AVERAGE(IF('3. Amb. Raw Data'!$R$4:R$10000='4. Summary Amb. Data'!B152,'3. Amb. Raw Data'!$T$4:$T$10000)),\"--\")","v":"--"},{"$f":"IF(ISNUMBER(G152),IF(F152=0,0,PERCENTILE(IF('3. Amb. Raw Data'!$R$4:R$10000='4. Summary Amb. Data'!B152,'3. Amb. Raw Data'!$T$4:$T$10000),0.9)),\"--\")","v":"--"},{"$f":"IF(ISNUMBER(G152),IF(F152=0,0,STDEV(IF('3. Amb. Raw Data'!$R$4:R$10000='4. Summary Amb. Data'!B152,'3. Amb. Raw Data'!$T$4:$T$10000))),\"--\")","v":"--"}]
["BHC-delta",319868,"δ-BHC (Delta)",null,{"$f":"IF(ISNUMBER(G153),SUMIF('3. Amb. Raw Data'!R$4:R$10000,'4. Summary Amb. Data'!B153,'3. Amb. Raw Data'!S$4:S$10000),\"--\")","v":"--"},"--",{"$f":"IF(COUNTIF('3. Amb. Raw Data'!R$4:R$10000,'4. Summary Amb. Data'!B153)=0,\"--\",COUNTIF('3. Amb. Raw Data'!R$4:R$10000,'4. Summary Amb. Data'!B153))","v":"--"},{"$f":"IF(ISNUMBER(G153),IF(F153=0,0,MAX(IF('3. Amb. Raw Data'!$R$4:R$10000='4. Summary Amb. Data'!B153,'3. Amb. Raw Data'!$T$4:$T$10000))),\"--\")","v":"--"},{"$f":"IF(F153=0,0,IFERROR(GEOMEAN(IF('3. Amb. Raw Data'!$R$4:R$10000='4. Summary Amb. Data'!B153,'3. Amb. Raw Data'!$U$4:$U$10000)),\"--\"))","v":"--"},{"$f":"IFERROR(AVERAGE(IF('3. Amb. Raw Data'!$R$4:R$10000='4. Summary Amb. Data'!B153,'3. Amb. Raw Data'!$T$4:$T$10000)),\"--\")","v":"--"},{"$f":"IF(ISNUMBER(G153),IF(F153=0,0,PERCENTILE(IF('3. Amb. Raw Data'!$R$4:R$10000='4. Summary Amb. Data'!B153,'3. Amb. Raw Data'!$T$4:$T$10000),0.9)),\"--\")","v":"--"},{"$f":"IF(ISNUMBER(G153),IF(F153=0,0,STDEV(IF('3. Amb. Raw Data'!$R$4:R$10000='4. Summary Amb. Data'!B153,'3. Amb. Raw Data'!$T$4:$T$10000))),\"--\")","v":"--"}]
["BHC-gamma (Lindane)",58899,"γ-BHC (Gamma (Lindane))",null,{"$f":"IF(ISNUMBER(G154),SUMIF('3. Amb. Raw Data'!R$4:R$10000,'4. Summary Amb. Data'!B154,'3. Amb. Raw Data'!S$4:S$10000),\"--\")","v":"--"},"--",{"$f":"IF(COUNTIF('3. Amb. Raw Data'!R$4:R$10000,'4. Summary Amb. Data'!B154)=0,\"--\",COUNTIF('3. Amb. Raw Data'!R$4:R$10000,'4. Summary Amb. Data'!B154))","v":"--"},{"$f":"IF(ISNUMBER(G154),IF(F154=0,0,MAX(IF('3. Amb. Raw Data'!$R$4:R$10000='4. Summary Amb. Data'!B154,'3. Amb. Raw Data'!$T$4:$T$10000))),\"--\")","v":"--"},{"$f":"IF(F154=0,0,IFERROR(GEOMEAN(IF('3. Amb. Raw Data'!$R$4:R$10000='4. Summary Amb. Data'!B154,'3. Amb. Raw Data'!$U$4:$U$10000)),\"--\"))","v":"--"},{"$f":"IFERROR(AVERAGE(IF('3. Amb. Raw Data'!$R$4:R$10000='4. Summary Amb. Data'!B154,'3. Amb. Raw Data'!$T$4:$T$10000)),\"--\")","v":"--"},{"$f":"IF(ISNUMBER(G154),IF(F154=0,0,PERCENTILE(IF('3. Amb. Raw Data'!$R$4:R$10000='4. Summary Amb. Data'!B154,'3. Amb. Raw Data'!$T$4:$T$10000),0.9)),\"--\")","v":"--"},{"$f":"IF(ISNUMBER(G154),IF(F154=0,0,STDEV(IF('3. Amb. Raw Data'!$R$4:R$10000='4. Summary Amb. Data'!B154,'3. Amb. Raw Data'!$T$4:$T$10000))),\"--\")","v":"--"}]
["Chlordane",57749,"--",null,{"$f":"IF(ISNUMBER(G155),SUMIF('3. Amb. Raw Data'!R$4:R$10000,'4. Summary Amb. Data'!B155,'3. Amb. Raw Data'!S$4:S$10000),\"--\")","v":"--"},"--",{"$f":"IF(COUNTIF('3. Amb. Raw Data'!R$4:R$10000,'4. Summary Amb. Data'!B155)=0,\"--\",COUNTIF('3. Amb. Raw Data'!R$4:R$10000,'4. Summary Amb. Data'!B155))","v":"--"},{"$f":"IF(ISNUMBER(G155),IF(F155=0,0,MAX(IF('3. Amb. Raw Data'!$R$4:R$10000='4. Summary Amb. Data'!B155,'3. Amb. Raw Data'!$T$4:$T$10000))),\"--\")","v":"--"},{"$f":"IF(F155=0,0,IFERROR(GEOMEAN(IF('3. Amb. Raw Data'!$R$4:R$10000='4. Summary Amb. Data'!B155,'3. Amb. Raw Data'!$U$4:$U$10000)),\"--\"))","v":"--"},{"$f":"IFERROR(AVERAGE(IF('3. Amb. Raw Data'!$R$4:R$10000='4. Summary Amb. Data'!B155,'3. Amb. Raw Data'!$T$4:$T$10000)),\"--\")","v":"--"},{"$f":"IF(ISNUMBER(G155),IF(F155=0,0,PERCENTILE(IF('3. Amb. Raw Data'!$R$4:R$10000='4. Summary Amb. Data'!B155,'3. Amb. Raw Data'!$T$4:$T$10000),0.9)),\"--\")","v":"--"},{"$f":"IF(ISNUMBER(G155),IF(F155=0,0,STDEV(IF('3. Amb. Raw Data'!$R$4:R$10000='4. Summary Amb. Data'!B155,'3. Amb. Raw Data'!$T$4:$T$10000))),\"--\")","v":"--"}]
["Chloropyrifos",2921882,"--",null,{"$f":"IF(ISNUMBER(G156),SUMIF('3. Amb. Raw Data'!R$4:R$10000,'4. Summary Amb. Data'!B156,'3. Amb. Raw Data'!S$4:S$10000),\"--\")","v":"--"},"--",{"$f":"IF(COUNTIF('3. Amb. Raw Data'!R$4:R$10000,'4. Summary Amb. Data'!B156)=0,\"--\",COUNTIF('3. Amb. Raw Data'!R$4:R$10000,'4. Summary Amb. Data'!B156))","v":"--"},{"$f":"IF(ISNUMBER(G156),IF(F156=0,0,MAX(IF('3. Amb. Raw Data'!$R$4:R$10000='4. Summary Amb. Data'!B156,'3. Amb. Raw Data'!$T$4:$T$10000))),\"--\")","v":"--"},{"$f":"IF(F156=0,0,IFERROR(GEOMEAN(IF('3. Amb. Raw Data'!$R$4:R$10000='4. Summary Amb. Data'!B156,'3. Amb. Raw Data'!$U$4:$U$10000)),\"--\"))","v":"--"},{"$f":"IFERROR(AVERAGE(IF('3. Amb. Raw Data'!$R$4:R$10000='4. Summary Amb. Data'!B156,'3. Amb. Raw Data'!$T$4:$T$10000)),\"--\")","v":"--"},{"$f":"IF(ISNUMBER(G156),IF(F156=0,0,PERCENTILE(IF('3. Amb. Raw Data'!$R$4:R$10000='4. Summary Amb. Data'!B156,'3. Amb. Raw Data'!$T$4:$T$10000),0.9)),\"--\")","v":"--"},{"$f":"IF(ISNUMBER(G156),IF(F156=0,0,STDEV(IF('3. Amb. Raw Data'!$R$4:R$10000='4. Summary Amb. Data'!B156,'3. Amb. Raw Data'!$T$4:$T$10000))),\"--\")","v":"--"}]
["Demeton",8065483,"--",null,{"$f":"IF(ISNUMBER(G157),SUMIF('3. Amb. Raw Data'!R$4:R$10000,'4. Summary Amb. Data'!B157,'3. Amb. Raw Data'!S$4:S$10000),\"--\")","v":"--"},"--",{"$f":"IF(COUNTIF('3. Amb. Raw Data'!R$4:R$10000,'4. Summary Amb. Data'!B157)=0,\"--\",COUNTIF('3. Amb. Raw Data'!R$4:R$10000,'4. Summary Amb. Data'!B157))","v":"--"},{"$f":"IF(ISNUMBER(G157),IF(F157=0,0,MAX(IF('3. Amb. Raw Data'!$R$4:R$10000='4. Summary Amb. Data'!B157,'3. Amb. Raw Data'!$T$4:$T$10000))),\"--\")","v":"--"},{"$f":"IF(F157=0,0,IFERROR(GEOMEAN(IF('3. Amb. Raw Data'!$R$4:R$10000='4. Summary Amb. Data'!B157,'3. Amb. Raw Data'!$U$4:$U$10000)),\"--\"))","v":"--"},{"$f":"IFERROR(AVERAGE(IF('3. Amb. Raw Data'!$R$4:R$10000='4. Summary Amb. Data'!B157,'3. Amb. Raw Data'!$T$4:$T$10000)),\"--\")","v":"--"},{"$f":"IF(ISNUMBER(G157),IF(F157=0,0,PERCENTILE(IF('3. Amb. Raw Data'!$R$4:R$10000='4. Summary Amb. Data'!B157,'3. Amb. Raw Data'!$T$4:$T$10000),0.9)),\"--\")","v":"--"},{"$f":"IF(ISNUMBER(G157),IF(F157=0,0,STDEV(IF('3. Amb. Raw Data'!$R$4:R$10000='4. Summary Amb. Data'!B157,'3. Amb. Raw Data'!$T$4:$T$10000))),\"--\")","v":"--"}]
["DDD 4,4'",72548,"--",null,{"$f":"IF(ISNUMBER(G158),SUMIF('3. Amb. Raw Data'!R$4:R$10000,'4. Summary Amb. Data'!B158,'3. Amb. Raw Data'!S$4:S$10000),\"--\")","v":"--"},"--",{"$f":"IF(COUNTIF('3. Amb. Raw Data'!R$4:R$10000,'4. Summary Amb. Data'!B158)=0,\"--\",COUNTIF('3. Amb. Raw Data'!R$4:R$10000,'4. Summary Amb. Data'!B158))","v":"--"},{"$f":"IF(ISNUMBER(G158),IF(F158=0,0,MAX(IF('3. Amb. Raw Data'!$R$4:R$10000='4. Summary Amb. Data'!B158,'3. Amb. Raw Data'!$T$4:$T$10000))),\"--\")","v":"--"},{"$f":"IF(F158=0,0,IFERROR(GEOMEAN(IF('3. Amb. Raw Data'!$R$4:R$10000='4. Summary Amb. Data'!B158,'3. Amb. Raw Data'!$U$4:$U$10000)),\"--\"))","v":"--"},{"$f":"IFERROR(AVERAGE(IF('3. Amb. Raw Data'!$R$4:R$10000='4. Summary Amb. Data'!B158,'3. Amb. Raw Data'!$T$4:$T$10000)),\"--\")","v":"--"},{"$f":"IF(ISNUMBER(G158),IF(F158=0,0,PERCENTILE(IF('3. Amb. Raw Data'!$R$4:R$10000='4. Summary Amb. Data'!B158,'3. Amb. Raw Data'!$T$4:$T$10000),0.9)),\"--\")","v":"--"},{"$f":"IF(ISNUMBER(G158),IF(F158=0,0,STDEV(IF('3. Amb. Raw Data'!$R$4:R$10000='4. Summary Amb. Data'!B158,'3. Amb. Raw Data'!$T$4:$T$10000))),\"--\")","v":"--"}]
["DDE 4,4'",72559,"--",null,{"$f":"IF(ISNUMBER(G159),SUMIF('3. Amb. Raw Data'!R$4:R$10000,'4. Summary Amb. Data'!B159,'3. Amb. Raw Data'!S$4:S$10000),\"--\")","v":"--"},"--",{"$f":"IF(COUNTIF('3. Amb. Raw Data'!R$4:R$10000,'4. Summary Amb. Data'!B159)=0,\"--\",COUNTIF('3. Amb. Raw Data'!R$4:R$10000,'4. Summary Amb. Data'!B159))","v":"--"},{"$f":"IF(ISNUMBER(G159),IF(F159=0,0,MAX(IF('3. Amb. Raw Data'!$R$4:R$10000='4. Summary Amb. Data'!B159,'3. Amb. Raw Data'!$T$4:$T$10000))),\"--\")","v":"--"},{"$f":"IF(F159=0,0,IFERROR(GEOMEAN(IF('3. Amb. Raw Data'!$R$4:R$10000='4. Summary Amb. Data'!B159,'3. Amb. Raw Data'!$U$4:$U$10000)),\"--\"))","v":"--"},{"$f":"IFERROR(AVERAGE(IF('3. Amb. Raw Data'!$R$4:R$10000='4. Summary Amb. Data'!B159,'3. Amb. Raw Data'!$T$4:$T$10000)),\"--\")","v":"--"},{"$f":"IF(ISNUMBER(G159),IF(F159=0,0,PERCENTILE(IF('3. Amb. Raw Data'!$R$4:R$10000='4. Summary Amb. Data'!B159,'3. Amb. Raw Data'!$T$4:$T$10000),0.9)),\"--\")","v":"--"},{"$f":"IF(ISNUMBER(G159),IF(F159=0,0,STDEV(IF('3. Amb. Raw Data'!$R$4:R$10000='4. Summary Amb. Data'!B159,'3. Amb. Raw Data'!$T$4:$T$10000))),\"--\")","v":"--"}]
["DDT 4,4'",50293,"--",null,{"$f":"IF(ISNUMBER(G160),SUMIF('3. Amb. Raw Data'!R$4:R$10000,'4. Summary Amb. Data'!B160,'3. Amb. Raw Data'!S$4:S$10000),\"--\")","v":"--"},"--",{"$f":"IF(COUNTIF('3. Amb. Raw Data'!R$4:R$10000,'4. Summary Amb. Data'!B160)=0,\"--\",COUNTIF('3. Amb. Raw Data'!R$4:R$10000,'4. Summary Amb. Data'!B160))","v":"--"},{"$f":"IF(ISNUMBER(G160),IF(F160=0,0,MAX(IF('3. Amb. Raw Data'!$R$4:R$10000='4. Summary Amb. Data'!B160,'3. Amb. Raw Data'!$T$4:$T$10000))),\"--\")","v":"--"},{"$f":"IF(F160=0,0,IFERROR(GEOMEAN(IF('3. Amb. Raw Data'!$R$4:R$10000='4. Summary Amb. Data'!B160,'3. Amb. Raw Data'!$U$4:$U$10000)),\"--\"))","v":"--"},{"$f":"IFERROR(AVERAGE(IF('3. Amb. Raw Data'!$R$4:R$10000='4. Summary Amb. Data'!B160,'3. Amb. Raw Data'!$T$4:$T$10000)),\"--\")","v":"--"},{"$f":"IF(ISNUMBER(G160),IF(F160=0,0,PERCENTILE(IF('3. Amb. Raw Data'!$R$4:R$10000='4. Summary Amb. Data'!B160,'3. Amb. Raw Data'!$T$4:$T$10000),0.9)),\"--\")","v":"--"},{"$f":"IF(ISNUMBER(G160),IF(F160=0,0,STDEV(IF('3. Amb. Raw Data'!$R$4:R$10000='4. Summary Amb. Data'!B160,'3. Amb. Raw Data'!$T$4:$T$10000))),\"--\")","v":"--"}]
["Dieldrin",60571,"--",null,{"$f":"IF(ISNUMBER(G161),SUMIF('3. Amb. Raw Data'!R$4:R$10000,'4. Summary Amb. Data'!B161,'3. Amb. Raw Data'!S$4:S$10000),\"--\")","v":"--"},"--",{"$f":"IF(COUNTIF('3. Amb. Raw Data'!R$4:R$10000,'4. Summary Amb. Data'!B161)=0,\"--\",COUNTIF('3. Amb. Raw Data'!R$4:R$10000,'4. Summary Amb. Data'!B161))","v":"--"},{"$f":"IF(ISNUMBER(G161),IF(F161=0,0,MAX(IF('3. Amb. Raw Data'!$R$4:R$10000='4. Summary Amb. Data'!B161,'3. Amb. Raw Data'!$T$4:$T$10000))),\"--\")","v":"--"},{"$f":"IF(F161=0,0,IFERROR(GEOMEAN(IF('3. Amb. Raw Data'!$R$4:R$10000='4. Summary Amb. Data'!B161,'3. Amb. Raw Data'!$U$4:$U$10000)),\"--\"))","v":"--"},{"$f":"IFERROR(AVERAGE(IF('3. Amb. Raw Data'!$R$4:R$10000='4. Summary Amb. Data'!B161,'3. Amb. Raw Data'!$T$4:$T$10000)),\"--\")","v":"--"},{"$f":"IF(ISNUMBER(G161),IF(F161=0,0,PERCENTILE(IF('3. Amb. Raw Data'!$R$4:R$10000='4. Summary Amb. Data'!B161,'3. Amb. Raw Data'!$T$4:$T$10000),0.9)),\"--\")","v":"--"},{"$f":"IF(ISNUMBER(G161),IF(F161=0,0,STDEV(IF('3. Amb. Raw Data'!$R$4:R$10000='4. Summary Amb. Data'!B161,'3. Amb. Raw Data'!$T$4:$T$10000))),\"--\")","v":"--"}]
["Endosulfan alpha",959988,"--",null,{"$f":"IF(ISNUMBER(G162),SUMIF('3. Amb. Raw Data'!R$4:R$10000,'4. Summary Amb. Data'!B162,'3. Amb. Raw Data'!S$4:S$10000),\"--\")","v":"--"},"--",{"$f":"IF(COUNTIF('3. Amb. Raw Data'!R$4:R$10000,'4. Summary Amb. Data'!B162)=0,\"--\",COUNTIF('3. Amb. Raw Data'!R$4:R$10000,'4. Summary Amb. Data'!B162))","v":"--"},{"$f":"IF(ISNUMBER(G162),IF(F162=0,0,MAX(IF('3. Amb. Raw Data'!$R$4:R$10000='4. Summary Amb. Data'!B162,'3. Amb. Raw Data'!$T$4:$T$10000))),\"--\")","v":"--"},{"$f":"IF(F162=0,0,IFERROR(GEOMEAN(IF('3. Amb. Raw Data'!$R$4:R$10000='4. Summary Amb. Data'!B162,'3. Amb. Raw Data'!$U$4:$U$10000)),\"--\"))","v":"--"},{"$f":"IFERROR(AVERAGE(IF('3. Amb. Raw Data'!$R$4:R$10000='4. Summary Amb. Data'!B162,'3. Amb. Raw Data'!$T$4:$T$10000)),\"--\")","v":"--"},{"$f":"IF(ISNUMBER(G162),IF(F162=0,0,PERCENTILE(IF('3. Amb. Raw Data'!$R$4:R$10000='4. Summary Amb. Data'!B162,'3. Amb. Raw Data'!$T$4:$T$10000),0.9)),\"--\")","v":"--"},{"$f":"IF(ISNUMBER(G162),IF(F162=0,0,STDEV(IF('3. Amb. Raw Data'!$R$4:R$10000='4. Summary Amb. Data'!B162,'3. Amb. Raw Data'!$T$4:$T$10000))),\"--\")","v":"--"}]
["Endosulfan beta",33213659,"--",null,{"$f":"IF(ISNUMBER(G163),SUMIF('3. Amb. Raw Data'!R$4:R$10000,'4. Summary Amb. Data'!B163,'3. Amb. Raw Data'!S$4:S$10000),\"--\")","v":"--"},"--",{"$f":"IF(COUNTIF('3. Amb. Raw Data'!R$4:R$10000,'4. Summary Amb. Data'!B163)=0,\"--\",COUNTIF('3. Amb. Raw Data'!R$4:R$10000,'4. Summary Amb. Data'!B163))","v":"--"},{"$f":"IF(ISNUMBER(G163),IF(F163=0,0,MAX(IF('3. Amb. Raw Data'!$R$4:R$10000='4. Summary Amb. Data'!B163,'3. Amb. Raw Data'!$T$4:$T$10000))),\"--\")","v":"--"},{"$f":"IF(F163=0,0,IFERROR(GEOMEAN(IF('3. Amb. Raw Data'!$R$4:R$10000='4. Summary Amb. Data'!B163,'3. Amb. Raw Data'!$U$4:$U$10000)),\"--\"))","v":"--"},{"$f":"IFERROR(AVERAGE(IF('3. Amb. Raw Data'!$R$4:R$10000='4. Summary Amb. Data'!B163,'3. Amb. Raw Data'!$T$4:$T$10000)),\"--\")","v":"--"},{"$f":"IF(ISNUMBER(G163),IF(F163=0,0,PERCENTILE(IF('3. Amb. Raw Data'!$R$4:R$10000='4. Summary Amb. Data'!B163,'3. Amb. Raw Data'!$T$4:$T$10000),0.9)),\"--\")","v":"--"},{"$f":"IF(ISNUMBER(G163),IF(F163=0,0,STDEV(IF('3. Amb. Raw Data'!$R$4:R$10000='4. Summary Amb. Data'!B163,'3. Amb. Raw Data'!$T$4:$T$10000))),\"--\")","v":"--"}]
["Endosulfan Sulfate",1031078,"--",null,{"$f":"IF(ISNUMBER(G164),SUMIF('3. Amb. Raw Data'!R$4:R$10000,'4. Summary Amb. Data'!B164,'3. Amb. Raw Data'!S$4:S$10000),\"--\")","v":"--"},"--",{"$f":"IF(COUNTIF('3. Amb. Raw Data'!R$4:R$10000,'4. Summary Amb. Data'!B164)=0,\"--\",COUNTIF('3. Amb. Raw Data'!R$4:R$10000,'4. Summary Amb. Data'!B164))","v":"--"},{"$f":"IF(ISNUMBER(G164),IF(F164=0,0,MAX(IF('3. Amb. Raw Data'!$R$4:R$10000='4. Summary Amb. Data'!B164,'3. Amb. Raw Data'!$T$4:$T$10000))),\"--\")","v":"--"},{"$f":"IF(F164=0,0,IFERROR(GEOMEAN(IF('3. Amb. Raw Data'!$R$4:R$10000='4. Summary Amb. Data'!B164,'3. Amb. Raw Data'!$U$4:$U$10000)),\"--\"))","v":"--"},{"$f":"IFERROR(AVERAGE(IF('3. Amb. Raw Data'!$R$4:R$10000='4. Summary Amb. Data'!B164,'3. Amb. Raw Data'!$T$4:$T$10000)),\"--\")","v":"--"},{"$f":"IF(ISNUMBER(G164),IF(F164=0,0,PERCENTILE(IF('3. Amb. Raw Data'!$R$4:R$10000='4. Summary Amb. Data'!B164,'3. Amb. Raw Data'!$T$4:$T$10000),0.9)),\"--\")","v":"--"},{"$f":"IF(ISNUMBER(G164),IF(F164=0,0,STDEV(IF('3. Amb. Raw Data'!$R$4:R$10000='4. Summary Amb. Data'!B164,'3. Amb. Raw Data'!$T$4:$T$10000))),\"--\")","v":"--"}]
["Endosulfan",115297,"Only methods for Endosulfan A&B are avail, when req'd use compilation of A&B to det. total",null,{"$f":"IF(ISNUMBER(G165),SUMIF('3. Amb. Raw Data'!R$4:R$10000,'4. Summary Amb. Data'!B165,'3. Amb. Raw Data'!S$4:S$10000),\"--\")","v":"--"},"--",{"$f":"IF(COUNTIF('3. Amb. Raw Data'!R$4:R$10000,'4. Summary Amb. Data'!B165)=0,\"--\",COUNTIF('3. Amb. Raw Data'!R$4:R$10000,'4. Summary Amb. Data'!B165))","v":"--"},{"$f":"IF(ISNUMBER(G165),IF(F165=0,0,MAX(IF('3. Amb. Raw Data'!$R$4:R$10000='4. Summary Amb. Data'!B165,'3. Amb. Raw Data'!$T$4:$T$10000))),\"--\")","v":"--"},{"$f":"IF(F165=0,0,IFERROR(GEOMEAN(IF('3. Amb. Raw Data'!$R$4:R$10000='4. Summary Amb. Data'!B165,'3. Amb. Raw Data'!$U$4:$U$10000)),\"--\"))","v":"--"},{"$f":"IFERROR(AVERAGE(IF('3. Amb. Raw Data'!$R$4:R$10000='4. Summary Amb. Data'!B165,'3. Amb. Raw Data'!$T$4:$T$10000)),\"--\")","v":"--"},{"$f":"IF(ISNUMBER(G165),IF(F165=0,0,PERCENTILE(IF('3. Amb. Raw Data'!$R$4:R$10000='4. Summary Amb. Data'!B165,'3. Amb. Raw Data'!$T$4:$T$10000),0.9)),\"--\")","v":"--"},{"$f":"IF(ISNUMBER(G165),IF(F165=0,0,STDEV(IF('3. Amb. Raw Data'!$R$4:R$10000='4. Summary Amb. Data'!B165,'3. Amb. Raw Data'!$T$4:$T$10000))),\"--\")","v":"--"}]
["Endrin",72208,"--",null,{"$f":"IF(ISNUMBER(G166),SUMIF('3. Amb. Raw Data'!R$4:R$10000,'4. Summary Amb. Data'!B166,'3. Amb. Raw Data'!S$4:S$10000),\"--\")","v":"--"},"--",{"$f":"IF(COUNTIF('3. Amb. Raw Data'!R$4:R$10000,'4. Summary Amb. Data'!B166)=0,\"--\",COUNTIF('3. Amb. Raw Data'!R$4:R$10000,'4. Summary Amb. Data'!B166))","v":"--"},{"$f":"IF(ISNUMBER(G166),IF(F166=0,0,MAX(IF('3. Amb. Raw Data'!$R$4:R$10000='4. Summary Amb. Data'!B166,'3. Amb. Raw Data'!$T$4:$T$10000))),\"--\")","v":"--"},{"$f":"IF(F166=0,0,IFERROR(GEOMEAN(IF('3. Amb. Raw Data'!$R$4:R$10000='4. Summary Amb. Data'!B166,'3. Amb. Raw Data'!$U$4:$U$10000)),\"--\"))","v":"--"},{"$f":"IFERROR(AVERAGE(IF('3. Amb. Raw Data'!$R$4:R$10000='4. Summary Amb. Data'!B166,'3. Amb. Raw Data'!$T$4:$T$10000)),\"--\")","v":"--"},{"$f":"IF(ISNUMBER(G166),IF(F166=0,0,PERCENTILE(IF('3. Amb. Raw Data'!$R$4:R$10000='4. Summary Amb. Data'!B166,'3. Amb. Raw Data'!$T$4:$T$10000),0.9)),\"--\")","v":"--"},{"$f":"IF(ISNUMBER(G166),IF(F166=0,0,STDEV(IF('3. Amb. Raw Data'!$R$4:R$10000='4. Summary Amb. Data'!B166,'3. Amb. Raw Data'!$T$4:$T$10000))),\"--\")","v":"--"}]
["Endrin Aldehyde",7421934,"--",null,{"$f":"IF(ISNUMBER(G167),SUMIF('3. Amb. Raw Data'!R$4:R$10000,'4. Summary Amb. Data'!B167,'3. Amb. Raw Data'!S$4:S$10000),\"--\")","v":"--"},"--",{"$f":"IF(COUNTIF('3. Amb. Raw Data'!R$4:R$10000,'4. Summary Amb. Data'!B167)=0,\"--\",COUNTIF('3. Amb. Raw Data'!R$4:R$10000,'4. Summary Amb. Data'!B167))","v":"--"},{"$f":"IF(ISNUMBER(G167),IF(F167=0,0,MAX(IF('3. Amb. Raw Data'!$R$4:R$10000='4. Summary Amb. Data'!B167,'3. Amb. Raw Data'!$T$4:$T$10000))),\"--\")","v":"--"},{"$f":"IF(F167=0,0,IFERROR(GEOMEAN(IF('3. Amb. Raw Data'!$R$4:R$10000='4. Summary Amb. Data'!B167,'3. Amb. Raw Data'!$U$4:$U$10000)),\"--\"))","v":"--"},{"$f":"IFERROR(AVERAGE(IF('3. Amb. Raw Data'!$R$4:R$10000='4. Summary Amb. Data'!B167,'3. Amb. Raw Data'!$T$4:$T$10000)),\"--\")","v":"--"},{"$f":"IF(ISNUMBER(G167),IF(F167=0,0,PERCENTILE(IF('3. Amb. Raw Data'!$R$4:R$10000='4. Summary Amb. Data'!B167,'3. Amb. Raw Data'!$T$4:$T$10000),0.9)),\"--\")","v":"--"},{"$f":"IF(ISNUMBER(G167),IF(F167=0,0,STDEV(IF('3. Amb. Raw Data'!$R$4:R$10000='4. Summary Amb. Data'!B167,'3. Amb. Raw Data'!$T$4:$T$10000))),\"--\")","v":"--"}]
["Guthion",86500,"--",null,{"$f":"IF(ISNUMBER(G168),SUMIF('3. Amb. Raw Data'!R$4:R$10000,'4. Summary Amb. Data'!B168,'3. Amb. Raw Data'!S$4:S$10000),\"--\")","v":"--"},"--",{"$f":"IF(COUNTIF('3. Amb. Raw Data'!R$4:R$10000,'4. Summary Amb. Data'!B168)=0,\"--\",COUNTIF('3. Amb. Raw Data'!R$4:R$10000,'4. Summary Amb. Data'!B168))","v":"--"},{"$f":"IF(ISNUMBER(G168),IF(F168=0,0,MAX(IF('3. Amb. Raw Data'!$R$4:R$10000='4. Summary Amb. Data'!B168,'3. Amb. Raw Data'!$T$4:$T$10000))),\"--\")","v":"--"},{"$f":"IF(F168=0,0,IFERROR(GEOMEAN(IF('3. Amb. Raw Data'!$R$4:R$10000='4. Summary Amb. Data'!B168,'3. Amb. Raw Data'!$U$4:$U$10000)),\"--\"))","v":"--"},{"$f":"IFERROR(AVERAGE(IF('3. Amb. Raw Data'!$R$4:R$10000='4. Summary Amb. Data'!B168,'3. Amb. Raw Data'!$T$4:$T$10000)),\"--\")","v":"--"},{"$f":"IF(ISNUMBER(G168),IF(F168=0,0,PERCENTILE(IF('3. Amb. Raw Data'!$R$4:R$10000='4. Summary Amb. Data'!B168,'3. Amb. Raw Data'!$T$4:$T$10000),0.9)),\"--\")","v":"--"},{"$f":"IF(ISNUMBER(G168),IF(F168=0,0,STDEV(IF('3. Amb. Raw Data'!$R$4:R$10000='4. Summary Amb. Data'!B168,'3. Amb. Raw Data'!$T$4:$T$10000))),\"--\")","v":"--"}]
["Heptachlor",76448,"--",null,{"$f":"IF(ISNUMBER(G169),SUMIF('3. Amb. Raw Data'!R$4:R$10000,'4. Summary Amb. Data'!B169,'3. Amb. Raw Data'!S$4:S$10000),\"--\")","v":"--"},"--",{"$f":"IF(COUNTIF('3. Amb. Raw Data'!R$4:R$10000,'4. Summary Amb. Data'!B169)=0,\"--\",COUNTIF('3. Amb. Raw Data'!R$4:R$10000,'4. Summary Amb. Data'!B169))","v":"--"},{"$f":"IF(ISNUMBER(G169),IF(F169=0,0,MAX(IF('3. Amb. Raw Data'!$R$4:R$10000='4. Summary Amb. Data'!B169,'3. Amb. Raw Data'!$T$4:$T$10000))),\"--\")","v":"--"},{"$f":"IF(F169=0,0,IFERROR(GEOMEAN(IF('3. Amb. Raw Data'!$R$4:R$10000='4. Summary Amb. Data'!B169,'3. Amb. Raw Data'!$U$4:$U$10000)),\"--\"))","v":"--"},{"$f":"IFERROR(AVERAGE(IF('3. Amb. Raw Data'!$R$4:R$10000='4. Summary Amb. Data'!B169,'3. Amb. Raw Data'!$T$4:$T$10000)),\"--\")","v":"--"},{"$f":"IF(ISNUMBER(G169),IF(F169=0,0,PERCENTILE(IF('3. Amb. Raw Data'!$R$4:R$10000='4. Summary Amb. Data'!B169,'3. Amb. Raw Data'!$T$4:$T$10000),0.9)),\"--\")","v":"--"},{"$f":"IF(ISNUMBER(G169),IF(F169=0,0,STDEV(IF('3. Amb. Raw Data'!$R$4:R$10000='4. Summary Amb. Data'!B169,'3. Amb. Raw Data'!$T$4:$T$10000))),\"--\")","v":"--"}]
["Heptachlor Epoxide",1024573,"--",null,{"$f":"IF(ISNUMBER(G170),SUMIF('3. Amb. Raw Data'!R$4:R$10000,'4. Summary Amb. Data'!B170,'3. Amb. Raw Data'!S$4:S$10000),\"--\")","v":"--"},"--",{"$f":"IF(COUNTIF('3. Amb. Raw Data'!R$4:R$10000,'4. Summary Amb. Data'!B170)=0,\"--\",COUNTIF('3. Amb. Raw Data'!R$4:R$10000,'4. Summary Amb. Data'!B170))","v":"--"},{"$f":"IF(ISNUMBER(G170),IF(F170=0,0,MAX(IF('3. Amb. Raw Data'!$R$4:R$10000='4. Summary Amb. Data'!B170,'3. Amb. Raw Data'!$T$4:$T$10000))),\"--\")","v":"--"},{"$f":"IF(F170=0,0,IFERROR(GEOMEAN(IF('3. Amb. Raw Data'!$R$4:R$10000='4. Summary Amb. Data'!B170,'3. Amb. Raw Data'!$U$4:$U$10000)),\"--\"))","v":"--"},{"$f":"IFERROR(AVERAGE(IF('3. Amb. Raw Data'!$R$4:R$10000='4. Summary Amb. Data'!B170,'3. Amb. Raw Data'!$T$4:$T$10000)),\"--\")","v":"--"},{"$f":"IF(ISNUMBER(G170),IF(F170=0,0,PERCENTILE(IF('3. Amb. Raw Data'!$R$4:R$10000='4. Summary Amb. Data'!B170,'3. Amb. Raw Data'!$T$4:$T$10000),0.9)),\"--\")","v":"--"},{"$f":"IF(ISNUMBER(G170),IF(F170=0,0,STDEV(IF('3. Amb. Raw Data'!$R$4:R$10000='4. Summary Amb. Data'!B170,'3. Amb. Raw Data'!$T$4:$T$10000))),\"--\")","v":"--"}]
["Malathion",121755,"--",null,{"$f":"IF(ISNUMBER(G171),SUMIF('3. Amb. Raw Data'!R$4:R$10000,'4. Summary Amb. Data'!B171,'3. Amb. Raw Data'!S$4:S$10000),\"--\")","v":"--"},"--",{"$f":"IF(COUNTIF('3. Amb. Raw Data'!R$4:R$10000,'4. Summary Amb. Data'!B171)=0,\"--\",COUNTIF('3. Amb. Raw Data'!R$4:R$10000,'4. Summary Amb. Data'!B171))","v":"--"},{"$f":"IF(ISNUMBER(G171),IF(F171=0,0,MAX(IF('3. Amb. Raw Data'!$R$4:R$10000='4. Summary Amb. Data'!B171,'3. Amb. Raw Data'!$T$4:$T$10000))),\"--\")","v":"--"},{"$f":"IF(F171=0,0,IFERROR(GEOMEAN(IF('3. Amb. Raw Data'!$R$4:R$10000='4. Summary Amb. Data'!B171,'3. Amb. Raw Data'!$U$4:$U$10000)),\"--\"))","v":"--"},{"$f":"IFERROR(AVERAGE(IF('3. Amb. Raw Data'!$R$4:R$10000='4. Summary Amb. Data'!B171,'3. Amb. Raw Data'!$T$4:$T$10000)),\"--\")","v":"--"},{"$f":"IF(ISNUMBER(G171),IF(F171=0,0,PERCENTILE(IF('3. Amb. Raw Data'!$R$4:R$10000='4. Summary Amb. Data'!B171,'3. Amb. Raw Data'!$T$4:$T$10000),0.9)),\"--\")","v":"--"},{"$f":"IF(ISNUMBER(G171),IF(F171=0,0,STDEV(IF('3. Amb. Raw Data'!$R$4:R$10000='4. Summary Amb. Data'!B171,'3. Amb. Raw Data'!$T$4:$T$10000))),\"--\")","v":"--"}]
["Methoxychlor",72435,"--",null,{"$f":"IF(ISNUMBER(G172),SUMIF('3. Amb. Raw Data'!R$4:R$10000,'4. Summary Amb. Data'!B172,'3. Amb. Raw Data'!S$4:S$10000),\"--\")","v":"--"},"--",{"$f":"IF(COUNTIF('3. Amb. Raw Data'!R$4:R$10000,'4. Summary Amb. Data'!B172)=0,\"--\",COUNTIF('3. Amb. Raw Data'!R$4:R$10000,'4. Summary Amb. Data'!B172))","v":"--"},{"$f":"IF(ISNUMBER(G172),IF(F172=0,0,MAX(IF('3. Amb. Raw Data'!$R$4:R$10000='4. Summary Amb. Data'!B172,'3. Amb. Raw Data'!$T$4:$T$10000))),\"--\")","v":"--"},{"$f":"IF(F172=0,0,IFERROR(GEOMEAN(IF('3. Amb. Raw Data'!$R$4:R$10000='4. Summary Amb. Data'!B172,'3. Amb. Raw Data'!$U$4:$U$10000)),\"--\"))","v":"--"},{"$f":"IFERROR(AVERAGE(IF('3. Amb. Raw Data'!$R$4:R$10000='4. Summary Amb. Data'!B172,'3. Amb. Raw Data'!$T$4:$T$10000)),\"--\")","v":"--"},{"$f":"IF(ISNUMBER(G172),IF(F172=0,0,PERCENTILE(IF('3. Amb. Raw Data'!$R$4:R$10000='4. Summary Amb. Data'!B172,'3. Amb. Raw Data'!$T$4:$T$10000),0.9)),\"--\")","v":"--"},{"$f":"IF(ISNUMBER(G172),IF(F172=0,0,STDEV(IF('3. Amb. Raw Data'!$R$4:R$10000='4. Summary Amb. Data'!B172,'3. Amb. Raw Data'!$T$4:$T$10000))),\"--\")","v":"--"}]
["Mirex",2385855,"--",null,{"$f":"IF(ISNUMBER(G173),SUMIF('3. Amb. Raw Data'!R$4:R$10000,'4. Summary Amb. Data'!B173,'3. Amb. Raw Data'!S$4:S$10000),\"--\")","v":"--"},"--",{"$f":"IF(COUNTIF('3. Amb. Raw Data'!R$4:R$10000,'4. Summary Amb. Data'!B173)=0,\"--\",COUNTIF('3. Amb. Raw Data'!R$4:R$10000,'4. Summary Amb. Data'!B173))","v":"--"},{"$f":"IF(ISNUMBER(G173),IF(F173=0,0,MAX(IF('3. Amb. Raw Data'!$R$4:R$10000='4. Summary Amb. Data'!B173,'3. Amb. Raw Data'!$T$4:$T$10000))),\"--\")","v":"--"},{"$f":"IF(F173=0,0,IFERROR(GEOMEAN(IF('3. Amb. Raw Data'!$R$4:R$10000='4. Summary Amb. Data'!B173,'3. Amb. Raw Data'!$U$4:$U$10000)),\"--\"))","v":"--"},{"$f":"IFERROR(AVERAGE(IF('3. Amb. Raw Data'!$R$4:R$10000='4. Summary Amb. Data'!B173,'3. Amb. Raw Data'!$T$4:$T$10000)),\"--\")","v":"--"},{"$f":"IF(ISNUMBER(G173),IF(F173=0,0,PERCENTILE(IF('3. Amb. Raw Data'!$R$4:R$10000='4. Summary Amb. Data'!B173,'3. Amb. Raw Data'!$T$4:$T$10000),0.9)),\"--\")","v":"--"},{"$f":"IF(ISNUMBER(G173),IF(F173=0,0,STDEV(IF('3. Amb. Raw Data'!$R$4:R$10000='4. Summary Amb. Data'!B173,'3. Amb. Raw Data'!$T$4:$T$10000))),\"--\")","v":"--"}]
["Parathion",56382,"--",null,{"$f":"IF(ISNUMBER(G174),SUMIF('3. Amb. Raw Data'!R$4:R$10000,'4. Summary Amb. Data'!B174,'3. Amb. Raw Data'!S$4:S$10000),\"--\")","v":"--"},"--",{"$f":"IF(COUNTIF('3. Amb. Raw Data'!R$4:R$10000,'4. Summary Amb. Data'!B174)=0,\"--\",COUNTIF('3. Amb. Raw Data'!R$4:R$10000,'4. Summary Amb. Data'!B174))","v":"--"},{"$f":"IF(ISNUMBER(G174),IF(F174=0,0,MAX(IF('3. Amb. Raw Data'!$R$4:R$10000='4. Summary Amb. Data'!B174,'3. Amb. Raw Data'!$T$4:$T$10000))),\"--\")","v":"--"},{"$f":"IF(F174=0,0,IFERROR(GEOMEAN(IF('3. Amb. Raw Data'!$R$4:R$10000='4. Summary Amb. Data'!B174,'3. Amb. Raw Data'!$U$4:$U$10000)),\"--\"))","v":"--"},{"$f":"IFERROR(AVERAGE(IF('3. Amb. Raw Data'!$R$4:R$10000='4. Summary Amb. Data'!B174,'3. Amb. Raw Data'!$T$4:$T$10000)),\"--\")","v":"--"},{"$f":"IF(ISNUMBER(G174),IF(F174=0,0,PERCENTILE(IF('3. Amb. Raw Data'!$R$4:R$10000='4. Summary Amb. Data'!B174,'3. Amb. Raw Data'!$T$4:$T$10000),0.9)),\"--\")","v":"--"},{"$f":"IF(ISNUMBER(G174),IF(F174=0,0,STDEV(IF('3. Amb. Raw Data'!$R$4:R$10000='4. Summary Amb. Data'!B174,'3. Amb. Raw Data'!$T$4:$T$10000))),\"--\")","v":"--"}]
["Toxaphene",8001352,"--",null,{"$f":"IF(ISNUMBER(G175),SUMIF('3. Amb. Raw Data'!R$4:R$10000,'4. Summary Amb. Data'!B175,'3. Amb. Raw Data'!S$4:S$10000),\"--\")","v":"--"},"--",{"$f":"IF(COUNTIF('3. Amb. Raw Data'!R$4:R$10000,'4. Summary Amb. Data'!B175)=0,\"--\",COUNTIF('3. Amb. Raw Data'!R$4:R$10000,'4. Summary Amb. Data'!B175))","v":"--"},{"$f":"IF(ISNUMBER(G175),IF(F175=0,0,MAX(IF('3. Amb. Raw Data'!$R$4:R$10000='4. Summary Amb. Data'!B175,'3. Amb. Raw Data'!$T$4:$T$10000))),\"--\")","v":"--"},{"$f":"IF(F175=0,0,IFERROR(GEOMEAN(IF('3. Amb. Raw Data'!$R$4:R$10000='4. Summary Amb. Data'!B175,'3. Amb. Raw Data'!$U$4:$U$10000)),\"--\"))","v":"--"},{"$f":"IFERROR(AVERAGE(IF('3. Amb. Raw Data'!$R$4:R$10000='4. Summary Amb. Data'!B175,'3. Amb. Raw Data'!$T$4:$T$10000)),\"--\")","v":"--"},{"$f":"IF(ISNUMBER(G175),IF(F175=0,0,PERCENTILE(IF('3. Amb. Raw Data'!$R$4:R$10000='4. Summary Amb. Data'!B175,'3. Amb. Raw Data'!$T$4:$T$10000),0.9)),\"--\")","v":"--"},{"$f":"IF(ISNUMBER(G175),IF(F175=0,0,STDEV(IF('3. Amb. Raw Data'!$R$4:R$10000='4. Summary Amb. Data'!B175,'3. Amb. Raw Data'!$T$4:$T$10000))),\"--\")","v":"--"}]
["Total PCBs (Sum of PCB Aroclors)",1336363,"Total PCBs is highest single cumulative sampling event of PCB aroclors 1016, 1221, 1232, 1242, 1248, 1254 & 1260.",null,{"$f":"IF(ISNUMBER(G176),SUMIF('3. Amb. Raw Data'!R$4:R$10000,'4. Summary Amb. Data'!B176,'3. Amb. Raw Data'!S$4:S$10000),\"--\")","v":"--"},"--",{"$f":"IF(COUNTIF('3. Amb. Raw Data'!R$4:R$10000,'4. Summary Amb. Data'!B176)=0,\"--\",COUNTIF('3. Amb. Raw Data'!R$4:R$10000,'4. Summary Amb. Data'!B176))","v":"--"},{"$f":"IF(ISNUMBER(G176),IF(F176=0,0,MAX(IF('3. Amb. Raw Data'!$R$4:R$10000='4. Summary Amb. Data'!B176,'3. Amb. Raw Data'!$T$4:$T$10000))),\"--\")","v":"--"},{"$f":"IF(F176=0,0,IFERROR(GEOMEAN(IF('3. Amb. Raw Data'!$R$4:R$10000='4. Summary Amb. Data'!B176,'3. Amb. Raw Data'!$U$4:$U$10000)),\"--\"))","v":"--"},{"$f":"IFERROR(AVERAGE(IF('3. Amb. Raw Data'!$R$4:R$10000='4. Summary Amb. Data'!B176,'3. Amb. Raw Data'!$T$4:$T$10000)),\"--\")","v":"--"},{"$f":"IF(ISNUMBER(G176),IF(F176=0,0,PERCENTILE(IF('3. Amb. Raw Data'!$R$4:R$10000='4. Summary Amb. Data'!B176,'3. Amb. Raw Data'!$T$4:$T$10000),0.9)),\"--\")","v":"--"},{"$f":"IF(ISNUMBER(G176),IF(F176=0,0,STDEV(IF('3. Amb. Raw Data'!$R$4:R$10000='4. Summary Amb. Data'!B176,'3. Amb. Raw Data'!$T$4:$T$10000))),\"--\")","v":"--"}]
["PCB- Aroclor 1016",12674112,"--",null,{"$f":"IF(ISNUMBER(G177),SUMIF('3. Amb. Raw Data'!R$4:R$10000,'4. Summary Amb. Data'!B177,'3. Amb. Raw Data'!S$4:S$10000),\"--\")","v":"--"},"--",{"$f":"IF(COUNTIF('3. Amb. Raw Data'!R$4:R$10000,'4. Summary Amb. Data'!B177)=0,\"--\",COUNTIF('3. Amb. Raw Data'!R$4:R$10000,'4. Summary Amb. Data'!B177))","v":"--"},{"$f":"IF(ISNUMBER(G177),IF(F177=0,0,MAX(IF('3. Amb. Raw Data'!$R$4:R$10000='4. Summary Amb. Data'!B177,'3. Amb. Raw Data'!$T$4:$T$10000))),\"--\")","v":"--"},{"$f":"IF(F177=0,0,IFERROR(GEOMEAN(IF('3. Amb. Raw Data'!$R$4:R$10000='4. Summary Amb. Data'!B177,'3. Amb. Raw Data'!$U$4:$U$10000)),\"--\"))","v":"--"},{"$f":"IFERROR(AVERAGE(IF('3. Amb. Raw Data'!$R$4:R$10000='4. Summary Amb. Data'!B177,'3. Amb. Raw Data'!$T$4:$T$10000)),\"--\")","v":"--"},{"$f":"IF(ISNUMBER(G177),IF(F177=0,0,PERCENTILE(IF('3. Amb. Raw Data'!$R$4:R$10000='4. Summary Amb. Data'!B177,'3. Amb. Raw Data'!$T$4:$T$10000),0.9)),\"--\")","v":"--"},{"$f":"IF(ISNUMBER(G177),IF(F177=0,0,STDEV(IF('3. Amb. Raw Data'!$R$4:R$10000='4. Summary Amb. Data'!B177,'3. Amb. Raw Data'!$T$4:$T$10000))),\"--\")","v":"--"}]
["PCB- Aroclor 1221",11104282,"--",null,{"$f":"IF(ISNUMBER(G178),SUMIF('3. Amb. Raw Data'!R$4:R$10000,'4. Summary Amb. Data'!B178,'3. Amb. Raw Data'!S$4:S$10000),\"--\")","v":"--"},"--",{"$f":"IF(COUNTIF('3. Amb. Raw Data'!R$4:R$10000,'4. Summary Amb. Data'!B178)=0,\"--\",COUNTIF('3. Amb. Raw Data'!R$4:R$10000,'4. Summary Amb. Data'!B178))","v":"--"},{"$f":"IF(ISNUMBER(G178),IF(F178=0,0,MAX(IF('3. Amb. Raw Data'!$R$4:R$10000='4. Summary Amb. Data'!B178,'3. Amb. Raw Data'!$T$4:$T$10000))),\"--\")","v":"--"},{"$f":"IF(F178=0,0,IFERROR(GEOMEAN(IF('3. Amb. Raw Data'!$R$4:R$10000='4. Summary Amb. Data'!B178,'3. Amb. Raw Data'!$U$4:$U$10000)),\"--\"))","v":"--"},{"$f":"IFERROR(AVERAGE(IF('3. Amb. Raw Data'!$R$4:R$10000='4. Summary Amb. Data'!B178,'3. Amb. Raw Data'!$T$4:$T$10000)),\"--\")","v":"--"},{"$f":"IF(ISNUMBER(G178),IF(F178=0,0,PERCENTILE(IF('3. Amb. Raw Data'!$R$4:R$10000='4. Summary Amb. Data'!B178,'3. Amb. Raw Data'!$T$4:$T$10000),0.9)),\"--\")","v":"--"},{"$f":"IF(ISNUMBER(G178),IF(F178=0,0,STDEV(IF('3. Amb. Raw Data'!$R$4:R$10000='4. Summary Amb. Data'!B178,'3. Amb. Raw Data'!$T$4:$T$10000))),\"--\")","v":"--"}]
["PCB- Aroclor 1232",11141165,"--",null,{"$f":"IF(ISNUMBER(G179),SUMIF('3. Amb. Raw Data'!R$4:R$10000,'4. Summary Amb. Data'!B179,'3. Amb. Raw Data'!S$4:S$10000),\"--\")","v":"--"},"--",{"$f":"IF(COUNTIF('3. Amb. Raw Data'!R$4:R$10000,'4. Summary Amb. Data'!B179)=0,\"--\",COUNTIF('3. Amb. Raw Data'!R$4:R$10000,'4. Summary Amb. Data'!B179))","v":"--"},{"$f":"IF(ISNUMBER(G179),IF(F179=0,0,MAX(IF('3. Amb. Raw Data'!$R$4:R$10000='4. Summary Amb. Data'!B179,'3. Amb. Raw Data'!$T$4:$T$10000))),\"--\")","v":"--"},{"$f":"IF(F179=0,0,IFERROR(GEOMEAN(IF('3. Amb. Raw Data'!$R$4:R$10000='4. Summary Amb. Data'!B179,'3. Amb. Raw Data'!$U$4:$U$10000)),\"--\"))","v":"--"},{"$f":"IFERROR(AVERAGE(IF('3. Amb. Raw Data'!$R$4:R$10000='4. Summary Amb. Data'!B179,'3. Amb. Raw Data'!$T$4:$T$10000)),\"--\")","v":"--"},{"$f":"IF(ISNUMBER(G179),IF(F179=0,0,PERCENTILE(IF('3. Amb. Raw Data'!$R$4:R$10000='4. Summary Amb. Data'!B179,'3. Amb. Raw Data'!$T$4:$T$10000),0.9)),\"--\")","v":"--"},{"$f":"IF(ISNUMBER(G179),IF(F179=0,0,STDEV(IF('3. Amb. Raw Data'!$R$4:R$10000='4. Summary Amb. Data'!B179,'3. Amb. Raw Data'!$T$4:$T$10000))),\"--\")","v":"--"}]
["PCB- Aroclor 1242",53469219,"--",null,{"$f":"IF(ISNUMBER(G180),SUMIF('3. Amb. Raw Data'!R$4:R$10000,'4. Summary Amb. Data'!B180,'3. Amb. Raw Data'!S$4:S$10000),\"--\")","v":"--"},"--",{"$f":"IF(COUNTIF('3. Amb. Raw Data'!R$4:R$10000,'4. Summary Amb. Data'!B180)=0,\"--\",COUNTIF('3. Amb. Raw Data'!R$4:R$10000,'4. Summary Amb. Data'!B180))","v":"--"},{"$f":"IF(ISNUMBER(G180),IF(F180=0,0,MAX(IF('3. Amb. Raw Data'!$R$4:R$10000='4. Summary Amb. Data'!B180,'3. Amb. Raw Data'!$T$4:$T$10000))),\"--\")","v":"--"},{"$f":"IF(F180=0,0,IFERROR(GEOMEAN(IF('3. Amb. Raw Data'!$R$4:R$10000='4. Summary Amb. Data'!B180,'3. Amb. Raw Data'!$U$4:$U$10000)),\"--\"))","v":"--"},{"$f":"IFERROR(AVERAGE(IF('3. Amb. Raw Data'!$R$4:R$10000='4. Summary Amb. Data'!B180,'3. Amb. Raw Data'!$T$4:$T$10000)),\"--\")","v":"--"},{"$f":"IF(ISNUMBER(G180),IF(F180=0,0,PERCENTILE(IF('3. Amb. Raw Data'!$R$4:R$10000='4. Summary Amb. Data'!B180,'3. Amb. Raw Data'!$T$4:$T$10000),0.9)),\"--\")","v":"--"},{"$f":"IF(ISNUMBER(G180),IF(F180=0,0,STDEV(IF('3. Amb. Raw Data'!$R$4:R$10000='4. Summary Amb. Data'!B180,'3. Amb. Raw Data'!$T$4:$T$10000))),\"--\")","v":"--"}]
["PCB- Aroclor 1248",12672296,"--",null,{"$f":"IF(ISNUMBER(G181),SUMIF('3. Amb. Raw Data'!R$4:R$10000,'4. Summary Amb. Data'!B181,'3. Amb. Raw Data'!S$4:S$10000),\"--\")","v":"--"},"--",{"$f":"IF(COUNTIF('3. Amb. Raw Data'!R$4:R$10000,'4. Summary Amb. Data'!B181)=0,\"--\",COUNTIF('3. Amb. Raw Data'!R$4:R$10000,'4. Summary Amb. Data'!B181))","v":"--"},{"$f":"IF(ISNUMBER(G181),IF(F181=0,0,MAX(IF('3. Amb. Raw Data'!$R$4:R$10000='4. Summary Amb. Data'!B181,'3. Amb. Raw Data'!$T$4:$T$10000))),\"--\")","v":"--"},{"$f":"IF(F181=0,0,IFERROR(GEOMEAN(IF('3. Amb. Raw Data'!$R$4:R$10000='4. Summary Amb. Data'!B181,'3. Amb. Raw Data'!$U$4:$U$10000)),\"--\"))","v":"--"},{"$f":"IFERROR(AVERAGE(IF('3. Amb. Raw Data'!$R$4:R$10000='4. Summary Amb. Data'!B181,'3. Amb. Raw Data'!$T$4:$T$10000)),\"--\")","v":"--"},{"$f":"IF(ISNUMBER(G181),IF(F181=0,0,PERCENTILE(IF('3. Amb. Raw Data'!$R$4:R$10000='4. Summary Amb. Data'!B181,'3. Amb. Raw Data'!$T$4:$T$10000),0.9)),\"--\")","v":"--"},{"$f":"IF(ISNUMBER(G181),IF(F181=0,0,STDEV(IF('3. Amb. Raw Data'!$R$4:R$10000='4. Summary Amb. Data'!B181,'3. Amb. Raw Data'!$T$4:$T$10000))),\"--\")","v":"--"}]
["PCB- Aroclor 1254",11097691,"--",null,{"$f":"IF(ISNUMBER(G182),SUMIF('3. Amb. Raw Data'!R$4:R$10000,'4. Summary Amb. Data'!B182,'3. Amb. Raw Data'!S$4:S$10000),\"--\")","v":"--"},"--",{"$f":"IF(COUNTIF('3. Amb. Raw Data'!R$4:R$10000,'4. Summary Amb. Data'!B182)=0,\"--\",COUNTIF('3. Amb. Raw Data'!R$4:R$10000,'4. Summary Amb. Data'!B182))","v":"--"},{"$f":"IF(ISNUMBER(G182),IF(F182=0,0,MAX(IF('3. Amb. Raw Data'!$R$4:R$10000='4. Summary Amb. Data'!B182,'3. Amb. Raw Data'!$T$4:$T$10000))),\"--\")","v":"--"},{"$f":"IF(F182=0,0,IFERROR(GEOMEAN(IF('3. Amb. Raw Data'!$R$4:R$10000='4. Summary Amb. Data'!B182,'3. Amb. Raw Data'!$U$4:$U$10000)),\"--\"))","v":"--"},{"$f":"IFERROR(AVERAGE(IF('3. Amb. Raw Data'!$R$4:R$10000='4. Summary Amb. Data'!B182,'3. Amb. Raw Data'!$T$4:$T$10000)),\"--\")","v":"--"},{"$f":"IF(ISNUMBER(G182),IF(F182=0,0,PERCENTILE(IF('3. Amb. Raw Data'!$R$4:R$10000='4. Summary Amb. Data'!B182,'3. Amb. Raw Data'!$T$4:$T$10000),0.9)),\"--\")","v":"--"},{"$f":"IF(ISNUMBER(G182),IF(F182=0,0,STDEV(IF('3. Amb. Raw Data'!$R$4:R$10000='4. Summary Amb. Data'!B182,'3. Amb. Raw Data'!$T$4:$T$10000))),\"--\")","v":"--"}]
["PCB- Aroclor 1260",11096825,"--",null,{"$f":"IF(ISNUMBER(G183),SUMIF('3. Amb. Raw Data'!R$4:R$10000,'4. Summary Amb. Data'!B183,'3. Amb. Raw Data'!S$4:S$10000),\"--\")","v":"--"},"--",{"$f":"IF(COUNTIF('3. Amb. Raw Data'!R$4:R$10000,'4. Summary Amb. Data'!B183)=0,\"--\",COUNTIF('3. Amb. Raw Data'!R$4:R$10000,'4. Summary Amb. Data'!B183))","v":"--"},{"$f":"IF(ISNUMBER(G183),IF(F183=0,0,MAX(IF('3. Amb. Raw Data'!$R$4:R$10000='4. Summary Amb. Data'!B183,'3. Amb. Raw Data'!$T$4:$T$10000))),\"--\")","v":"--"},{"$f":"IF(F183=0,0,IFERROR(GEOMEAN(IF('3. Amb. Raw Data'!$R$4:R$10000='4. Summary Amb. Data'!B183,'3. Amb. Raw Data'!$U$4:$U$10000)),\"--\"))","v":"--"},{"$f":"IFERROR(AVERAGE(IF('3. Amb. Raw Data'!$R$4:R$10000='4. Summary Amb. Data'!B183,'3. Amb. Raw Data'!$T$4:$T$10000)),\"--\")","v":"--"},{"$f":"IF(ISNUMBER(G183),IF(F183=0,0,PERCENTILE(IF('3. Amb. Raw Data'!$R$4:R$10000='4. Summary Amb. Data'!B183,'3. Amb. Raw Data'!$T$4:$T$10000),0.9)),\"--\")","v":"--"},{"$f":"IF(ISNUMBER(G183),IF(F183=0,0,STDEV(IF('3. Amb. Raw Data'!$R$4:R$10000='4. Summary Amb. Data'!B183,'3. Amb. Raw Data'!$T$4:$T$10000))),\"--\")","v":"--"}]
["Table3:  Other parameters with state water quality criteria"]
["Barium (total recoverable)",7440393,"--",null,{"$f":"IF(ISNUMBER(G185),SUMIF('3. Amb. Raw Data'!R$4:R$10000,'4. Summary Amb. Data'!B185,'3. Amb. Raw Data'!S$4:S$10000),\"--\")","v":"--"},{"$f":"IF(ISNUMBER(G185),G185-E185,\"--\")","v":"--"},{"$f":"IF(COUNTIF('3. Amb. Raw Data'!R$4:R$10000,'4. Summary Amb. Data'!B185)=0,\"--\",COUNTIF('3. Amb. Raw Data'!R$4:R$10000,'4. Summary Amb. Data'!B185))","v":"--"},{"$f":"IF(ISNUMBER(G185),IF(F185=0,0,MAX(IF('3. Amb. Raw Data'!$R$4:R$10000='4. Summary Amb. Data'!B185,'3. Amb. Raw Data'!$T$4:$T$10000))),\"--\")","v":"--"},{"$f":"IF(F185=0,0,IFERROR(GEOMEAN(IF('3. Amb. Raw Data'!$R$4:R$10000='4. Summary Amb. Data'!B185,'3. Amb. Raw Data'!$U$4:$U$10000)),\"--\"))","v":"--"},{"$f":"IFERROR(AVERAGE(IF('3. Amb. Raw Data'!$R$4:R$10000='4. Summary Amb. Data'!B185,'3. Amb. Raw Data'!$T$4:$T$10000)),\"--\")","v":"--"},{"$f":"IF(ISNUMBER(G185),IF(F185=0,0,PERCENTILE(IF('3. Amb. Raw Data'!$R$4:R$10000='4. Summary Amb. Data'!B185,'3. Amb. Raw Data'!$T$4:$T$10000),0.9)),\"--\")","v":"--"},{"$f":"IF(ISNUMBER(G185),IF(F185=0,0,STDEV(IF('3. Amb. Raw Data'!$R$4:R$10000='4. Summary Amb. Data'!B185,'3. Amb. Raw Data'!$T$4:$T$10000))),\"--\")","v":"--"}]
["Manganese (total recoverable)",7439965,"--",null,{"$f":"IF(ISNUMBER(G186),SUMIF('3. Amb. Raw Data'!R$4:R$10000,'4. Summary Amb. Data'!B186,'3. Amb. Raw Data'!S$4:S$10000),\"--\")","v":"--"},"--",{"$f":"IF(COUNTIF('3. Amb. Raw Data'!R$4:R$10000,'4. Summary Amb. Data'!B186)=0,\"--\",COUNTIF('3. Amb. Raw Data'!R$4:R$10000,'4. Summary Amb. Data'!B186))","v":"--"},{"$f":"IF(ISNUMBER(G186),IF(F186=0,0,MAX(IF('3. Amb. Raw Data'!$R$4:R$10000='4. Summary Amb. Data'!B186,'3. Amb. Raw Data'!$T$4:$T$10000))),\"--\")","v":"--"},{"$f":"IF(F186=0,0,IFERROR(GEOMEAN(IF('3. Amb. Raw Data'!$R$4:R$10000='4. Summary Amb. Data'!B186,'3. Amb. Raw Data'!$U$4:$U$10000)),\"--\"))","v":"--"},{"$f":"IFERROR(AVERAGE(IF('3. Amb. Raw Data'!$R$4:R$10000='4. Summary Amb. Data'!B186,'3. Amb. Raw Data'!$T$4:$T$10000)),\"--\")","v":"--"},{"$f":"IF(ISNUMBER(G186),IF(F186=0,0,PERCENTILE(IF('3. Amb. Raw Data'!$R$4:R$10000='4. Summary Amb. Data'!B186,'3. Amb. Raw Data'!$T$4:$T$10000),0.9)),\"--\")","v":"--"},{"$f":"IF(ISNUMBER(G186),IF(F186=0,0,STDEV(IF('3. Amb. Raw Data'!$R$4:R$10000='4. Summary Amb. Data'!B186,'3. Amb. Raw Data'!$T$4:$T$10000))),\"--\")","v":"--"}]
["Hydrogen Sulfide (dissolved as S)",7783064,"--",null,{"$f":"IF(ISNUMBER(G187),SUMIF('3. Amb. Raw Data'!R$4:R$10000,'4. Summary Amb. Data'!B187,'3. Amb. Raw Data'!S$4:S$10000),\"--\")","v":"--"},"--",{"$f":"IF(COUNTIF('3. Amb. Raw Data'!R$4:R$10000,'4. Summary Amb. Data'!B187)=0,\"--\",COUNTIF('3. Amb. Raw Data'!R$4:R$10000,'4. Summary Amb. Data'!B187))","v":"--"},{"$f":"IF(ISNUMBER(G187),IF(F187=0,0,MAX(IF('3. Amb. Raw Data'!$R$4:R$10000='4. Summary Amb. Data'!B187,'3. Amb. Raw Data'!$T$4:$T$10000))),\"--\")","v":"--"},{"$f":"IF(F187=0,0,IFERROR(GEOMEAN(IF('3. Amb. Raw Data'!$R$4:R$10000='4. Summary Amb. Data'!B187,'3. Amb. Raw Data'!$U$4:$U$10000)),\"--\"))","v":"--"},{"$f":"IFERROR(AVERAGE(IF('3. Amb. Raw Data'!$R$4:R$10000='4. Summary Amb. Data'!B187,'3. Amb. Raw Data'!$T$4:$T$10000)),\"--\")","v":"--"},{"$f":"IF(ISNUMBER(G187),IF(F187=0,0,PERCENTILE(IF('3. Amb. Raw Data'!$R$4:R$10000='4. Summary Amb. Data'!B187,'3. Amb. Raw Data'!$T$4:$T$10000),0.9)),\"--\")","v":"--"},{"$f":"IF(ISNUMBER(G187),IF(F187=0,0,STDEV(IF('3. Amb. Raw Data'!$R$4:R$10000='4. Summary Amb. Data'!B187,'3. Amb. Raw Data'!$T$4:$T$10000))),\"--\")","v":"--"}]
["2,4,5-TP [2-(2,4,5-Trichloro- phenoxy) propanoic acid]d",93721,"Chlorophenoxy herbicide (2,4,5,-TP)",null,{"$f":"IF(ISNUMBER(G188),SUMIF('3. Amb. Raw Data'!R$4:R$10000,'4. Summary Amb. Data'!B188,'3. Amb. Raw Data'!S$4:S$10000),\"--\")","v":"--"},"--",{"$f":"IF(COUNTIF('3. Amb. Raw Data'!R$4:R$10000,'4. Summary Amb. Data'!B188)=0,\"--\",COUNTIF('3. Amb. Raw Data'!R$4:R$10000,'4. Summary Amb. Data'!B188))","v":"--"},{"$f":"IF(ISNUMBER(G188),IF(F188=0,0,MAX(IF('3. Amb. Raw Data'!$R$4:R$10000='4. Summary Amb. Data'!B188,'3. Amb. Raw Data'!$T$4:$T$10000))),\"--\")","v":"--"},{"$f":"IF(F188=0,0,IFERROR(GEOMEAN(IF('3. Amb. Raw Data'!$R$4:R$10000='4. Summary Amb. Data'!B188,'3. Amb. Raw Data'!$U$4:$U$10000)),\"--\"))","v":"--"},{"$f":"IFERROR(AVERAGE(IF('3. Amb. Raw Data'!$R$4:R$10000='4. Summary Amb. Data'!B188,'3. Amb. Raw Data'!$T$4:$T$10000)),\"--\")","v":"--"},{"$f":"IF(ISNUMBER(G188),IF(F188=0,0,PERCENTILE(IF('3. Amb. Raw Data'!$R$4:R$10000='4. Summary Amb. Data'!B188,'3. Amb. Raw Data'!$T$4:$T$10000),0.9)),\"--\")","v":"--"},{"$f":"IF(ISNUMBER(G188),IF(F188=0,0,STDEV(IF('3. Amb. Raw Data'!$R$4:R$10000='4. Summary Amb. Data'!B188,'3. Amb. Raw Data'!$T$4:$T$10000))),\"--\")","v":"--"}]
["2,4-D (2,4-Dichlorophenoxy) acetic acid)",94757,"Chlorophenoxy herbicide (2,4,-D)",null,{"$f":"IF(ISNUMBER(G189),SUMIF('3. Amb. Raw Data'!R$4:R$10000,'4. Summary Amb. Data'!B189,'3. Amb. Raw Data'!S$4:S$10000),\"--\")","v":"--"},"--",{"$f":"IF(COUNTIF('3. Amb. Raw Data'!R$4:R$10000,'4. Summary Amb. Data'!B189)=0,\"--\",COUNTIF('3. Amb. Raw Data'!R$4:R$10000,'4. Summary Amb. Data'!B189))","v":"--"},{"$f":"IF(ISNUMBER(G189),IF(F189=0,0,MAX(IF('3. Amb. Raw Data'!$R$4:R$10000='4. Summary Amb. Data'!B189,'3. Amb. Raw Data'!$T$4:$T$10000))),\"--\")","v":"--"},{"$f":"IF(F189=0,0,IFERROR(GEOMEAN(IF('3. Amb. Raw Data'!$R$4:R$10000='4. Summary Amb. Data'!B189,'3. Amb. Raw Data'!$U$4:$U$10000)),\"--\"))","v":"--"},{"$f":"IFERROR(AVERAGE(IF('3. Amb. Raw Data'!$R$4:R$10000='4. Summary Amb. Data'!B189,'3. Amb. Raw Data'!$T$4:$T$10000)),\"--\")","v":"--"},{"$f":"IF(ISNUMBER(G189),IF(F189=0,0,PERCENTILE(IF('3. Amb. Raw Data'!$R$4:R$10000='4. Summary Amb. Data'!B189,'3. Amb. Raw Data'!$T$4:$T$10000),0.9)),\"--\")","v":"--"},{"$f":"IF(ISNUMBER(G189),IF(F189=0,0,STDEV(IF('3. Amb. Raw Data'!$R$4:R$10000='4. Summary Amb. Data'!B189,'3. Amb. Raw Data'!$T$4:$T$10000))),\"--\")","v":"--"}]
["Dioxin 2,3,7,8-TCDD",1746016,"--",null,{"$f":"IF(ISNUMBER(G190),SUMIF('3. Amb. Raw Data'!R$4:R$10000,'4. Summary Amb. Data'!B190,'3. Amb. Raw Data'!S$4:S$10000),\"--\")","v":"--"},"--",{"$f":"IF(COUNTIF('3. Amb. Raw Data'!R$4:R$10000,'4. Summary Amb. Data'!B190)=0,\"--\",COUNTIF('3. Amb. Raw Data'!R$4:R$10000,'4. Summary Amb. Data'!B190))","v":"--"},{"$f":"IF(ISNUMBER(G190),IF(F190=0,0,MAX(IF('3. Amb. Raw Data'!$R$4:R$10000='4. Summary Amb. Data'!B190,'3. Amb. Raw Data'!$T$4:$T$10000))),\"--\")","v":"--"},{"$f":"IF(F190=0,0,IFERROR(GEOMEAN(IF('3. Amb. Raw Data'!$R$4:R$10000='4. Summary Amb. Data'!B190,'3. Amb. Raw Data'!$U$4:$U$10000)),\"--\"))","v":"--"},{"$f":"IFERROR(AVERAGE(IF('3. Amb. Raw Data'!$R$4:R$10000='4. Summary Amb. Data'!B190,'3. Amb. Raw Data'!$T$4:$T$10000)),\"--\")","v":"--"},{"$f":"IF(ISNUMBER(G190),IF(F190=0,0,PERCENTILE(IF('3. Amb. Raw Data'!$R$4:R$10000='4. Summary Amb. Data'!B190,'3. Amb. Raw Data'!$T$4:$T$10000),0.9)),\"--\")","v":"--"},{"$f":"IF(ISNUMBER(G190),IF(F190=0,0,STDEV(IF('3. Amb. Raw Data'!$R$4:R$10000='4. Summary Amb. Data'!B190,'3. Amb. Raw Data'!$T$4:$T$10000))),\"--\")","v":"--"}]
["Nitrosamines",35576911,"Use N-nitrosodiethylamine as a surrogate ",null,{"$f":"IF(ISNUMBER(G191),SUMIF('3. Amb. Raw Data'!R$4:R$10000,'4. Summary Amb. Data'!B191,'3. Amb. Raw Data'!S$4:S$10000),\"--\")","v":"--"},"--",{"$f":"IF(COUNTIF('3. Amb. Raw Data'!R$4:R$10000,'4. Summary Amb. Data'!B191)=0,\"--\",COUNTIF('3. Amb. Raw Data'!R$4:R$10000,'4. Summary Amb. Data'!B191))","v":"--"},{"$f":"IF(ISNUMBER(G191),IF(F191=0,0,MAX(IF('3. Amb. Raw Data'!$R$4:R$10000='4. Summary Amb. Data'!B191,'3. Amb. Raw Data'!$T$4:$T$10000))),\"--\")","v":"--"},{"$f":"IF(F191=0,0,IFERROR(GEOMEAN(IF('3. Amb. Raw Data'!$R$4:R$10000='4. Summary Amb. Data'!B191,'3. Amb. Raw Data'!$U$4:$U$10000)),\"--\"))","v":"--"},{"$f":"IFERROR(AVERAGE(IF('3. Amb. Raw Data'!$R$4:R$10000='4. Summary Amb. Data'!B191,'3. Amb. Raw Data'!$T$4:$T$10000)),\"--\")","v":"--"},{"$f":"IF(ISNUMBER(G191),IF(F191=0,0,PERCENTILE(IF('3. Amb. Raw Data'!$R$4:R$10000='4. Summary Amb. Data'!B191,'3. Amb. Raw Data'!$T$4:$T$10000),0.9)),\"--\")","v":"--"},{"$f":"IF(ISNUMBER(G191),IF(F191=0,0,STDEV(IF('3. Amb. Raw Data'!$R$4:R$10000='4. Summary Amb. Data'!B191,'3. Amb. Raw Data'!$T$4:$T$10000))),\"--\")","v":"--"}]
["N-Nitrosodibutylamine",924163,"--",null,{"$f":"IF(ISNUMBER(G192),SUMIF('3. Amb. Raw Data'!R$4:R$10000,'4. Summary Amb. Data'!B192,'3. Amb. Raw Data'!S$4:S$10000),\"--\")","v":"--"},"--",{"$f":"IF(COUNTIF('3. Amb. Raw Data'!R$4:R$10000,'4. Summary Amb. Data'!B192)=0,\"--\",COUNTIF('3. Amb. Raw Data'!R$4:R$10000,'4. Summary Amb. Data'!B192))","v":"--"},{"$f":"IF(ISNUMBER(G192),IF(F192=0,0,MAX(IF('3. Amb. Raw Data'!$R$4:R$10000='4. Summary Amb. Data'!B192,'3. Amb. Raw Data'!$T$4:$T$10000))),\"--\")","v":"--"},{"$f":"IF(F192=0,0,IFERROR(GEOMEAN(IF('3. Amb. Raw Data'!$R$4:R$10000='4. Summary Amb. Data'!B192,'3. Amb. Raw Data'!$U$4:$U$10000)),\"--\"))","v":"--"},{"$f":"IFERROR(AVERAGE(IF('3. Amb. Raw Data'!$R$4:R$10000='4. Summary Amb. Data'!B192,'3. Amb. Raw Data'!$T$4:$T$10000)),\"--\")","v":"--"},{"$f":"IF(ISNUMBER(G192),IF(F192=0,0,PERCENTILE(IF('3. Amb. Raw Data'!$R$4:R$10000='4. Summary Amb. Data'!B192,'3. Amb. Raw Data'!$T$4:$T$10000),0.9)),\"--\")","v":"--"},{"$f":"IF(ISNUMBER(G192),IF(F192=0,0,STDEV(IF('3. Amb. Raw Data'!$R$4:R$10000='4. Summary Amb. Data'!B192,'3. Amb. Raw Data'!$T$4:$T$10000))),\"--\")","v":"--"}]
["N-Nitrosodiethylamine",55185,"--",null,{"$f":"IF(ISNUMBER(G193),SUMIF('3. Amb. Raw Data'!R$4:R$10000,'4. Summary Amb. Data'!B193,'3. Amb. Raw Data'!S$4:S$10000),\"--\")","v":"--"},"--",{"$f":"IF(COUNTIF('3. Amb. Raw Data'!R$4:R$10000,'4. Summary Amb. Data'!B193)=0,\"--\",COUNTIF('3. Amb. Raw Data'!R$4:R$10000,'4. Summary Amb. Data'!B193))","v":"--"},{"$f":"IF(ISNUMBER(G193),IF(F193=0,0,MAX(IF('3. Amb. Raw Data'!$R$4:R$10000='4. Summary Amb. Data'!B193,'3. Amb. Raw Data'!$T$4:$T$10000))),\"--\")","v":"--"},{"$f":"IF(F193=0,0,IFERROR(GEOMEAN(IF('3. Amb. Raw Data'!$R$4:R$10000='4. Summary Amb. Data'!B193,'3. Amb. Raw Data'!$U$4:$U$10000)),\"--\"))","v":"--"},{"$f":"IFERROR(AVERAGE(IF('3. Amb. Raw Data'!$R$4:R$10000='4. Summary Amb. Data'!B193,'3. Amb. Raw Data'!$T$4:$T$10000)),\"--\")","v":"--"},{"$f":"IF(ISNUMBER(G193),IF(F193=0,0,PERCENTILE(IF('3. Amb. Raw Data'!$R$4:R$10000='4. Summary Amb. Data'!B193,'3. Amb. Raw Data'!$T$4:$T$10000),0.9)),\"--\")","v":"--"},{"$f":"IF(ISNUMBER(G193),IF(F193=0,0,STDEV(IF('3. Amb. Raw Data'!$R$4:R$10000='4. Summary Amb. Data'!B193,'3. Amb. Raw Data'!$T$4:$T$10000))),\"--\")","v":"--"}]
["N-Nitrosopyrrolidine",930552,"--",null,{"$f":"IF(ISNUMBER(G194),SUMIF('3. Amb. Raw Data'!R$4:R$10000,'4. Summary Amb. Data'!B194,'3. Amb. Raw Data'!S$4:S$10000),\"--\")","v":"--"},"--",{"$f":"IF(COUNTIF('3. Amb. Raw Data'!R$4:R$10000,'4. Summary Amb. Data'!B194)=0,\"--\",COUNTIF('3. Amb. Raw Data'!R$4:R$10000,'4. Summary Amb. Data'!B194))","v":"--"},{"$f":"IF(ISNUMBER(G194),IF(F194=0,0,MAX(IF('3. Amb. Raw Data'!$R$4:R$10000='4. Summary Amb. Data'!B194,'3. Amb. Raw Data'!$T$4:$T$10000))),\"--\")","v":"--"},{"$f":"IF(F194=0,0,IFERROR(GEOMEAN(IF('3. Amb. Raw Data'!$R$4:R$10000='4. Summary Amb. Data'!B194,'3. Amb. Raw Data'!$U$4:$U$10000)),\"--\"))","v":"--"},{"$f":"IFERROR(AVERAGE(IF('3. Amb. Raw Data'!$R$4:R$10000='4. Summary Amb. Data'!B194,'3. Amb. Raw Data'!$T$4:$T$10000)),\"--\")","v":"--"},{"$f":"IF(ISNUMBER(G194),IF(F194=0,0,PERCENTILE(IF('3. Amb. Raw Data'!$R$4:R$10000='4. Summary Amb. Data'!B194,'3. Amb. Raw Data'!$T$4:$T$10000),0.9)),\"--\")","v":"--"},{"$f":"IF(ISNUMBER(G194),IF(F194=0,0,STDEV(IF('3. Amb. Raw Data'!$R$4:R$10000='4. Summary Amb. Data'!B194,'3. Amb. Raw Data'!$T$4:$T$10000))),\"--\")","v":"--"}]
["Phosphorus, Elemental",7723140,"--",null,{"$f":"IF(ISNUMBER(G195),SUMIF('3. Amb. Raw Data'!R$4:R$10000,'4. Summary Amb. Data'!B195,'3. Amb. Raw Data'!S$4:S$10000),\"--\")","v":"--"},"--",{"$f":"IF(COUNTIF('3. Amb. Raw Data'!R$4:R$10000,'4. Summary Amb. Data'!B195)=0,\"--\",COUNTIF('3. Amb. Raw Data'!R$4:R$10000,'4. Summary Amb. Data'!B195))","v":"--"},{"$f":"IF(ISNUMBER(G195),IF(F195=0,0,MAX(IF('3. Amb. Raw Data'!$R$4:R$10000='4. Summary Amb. Data'!B195,'3. Amb. Raw Data'!$T$4:$T$10000))),\"--\")","v":"--"},{"$f":"IF(F195=0,0,IFERROR(GEOMEAN(IF('3. Amb. Raw Data'!$R$4:R$10000='4. Summary Amb. Data'!B195,'3. Amb. Raw Data'!$U$4:$U$10000)),\"--\"))","v":"--"},{"$f":"IFERROR(AVERAGE(IF('3. Amb. Raw Data'!$R$4:R$10000='4. Summary Amb. Data'!B195,'3. Amb. Raw Data'!$T$4:$T$10000)),\"--\")","v":"--"},{"$f":"IF(ISNUMBER(G195),IF(F195=0,0,PERCENTILE(IF('3. Amb. Raw Data'!$R$4:R$10000='4. Summary Amb. Data'!B195,'3. Amb. Raw Data'!$T$4:$T$10000),0.9)),\"--\")","v":"--"},{"$f":"IF(ISNUMBER(G195),IF(F195=0,0,STDEV(IF('3. Amb. Raw Data'!$R$4:R$10000='4. Summary Amb. Data'!B195,'3. Amb. Raw Data'!$T$4:$T$10000))),\"--\")","v":"--"}]
["tributyltin (TBT)",688733,"--",null,{"$f":"IF(ISNUMBER(G196),SUMIF('3. Amb. Raw Data'!R$4:R$10000,'4. Summary Amb. Data'!B196,'3. Amb. Raw Data'!S$4:S$10000),\"--\")","v":"--"},"--",{"$f":"IF(COUNTIF('3. Amb. Raw Data'!R$4:R$10000,'4. Summary Amb. Data'!B196)=0,\"--\",COUNTIF('3. Amb. Raw Data'!R$4:R$10000,'4. Summary Amb. Data'!B196))","v":"--"},{"$f":"IF(ISNUMBER(G196),IF(F196=0,0,MAX(IF('3. Amb. Raw Data'!$R$4:R$10000='4. Summary Amb. Data'!B196,'3. Amb. Raw Data'!$T$4:$T$10000))),\"--\")","v":"--"},{"$f":"IF(F196=0,0,IFERROR(GEOMEAN(IF('3. Amb. Raw Data'!$R$4:R$10000='4. Summary Amb. Data'!B196,'3. Amb. Raw Data'!$U$4:$U$10000)),\"--\"))","v":"--"},{"$f":"IFERROR(AVERAGE(IF('3. Amb. Raw Data'!$R$4:R$10000='4. Summary Amb. Data'!B196,'3. Amb. Raw Data'!$T$4:$T$10000)),\"--\")","v":"--"},{"$f":"IF(ISNUMBER(G196),IF(F196=0,0,PERCENTILE(IF('3. Amb. Raw Data'!$R$4:R$10000='4. Summary Amb. Data'!B196,'3. Amb. Raw Data'!$T$4:$T$10000),0.9)),\"--\")","v":"--"},{"$f":"IF(ISNUMBER(G196),IF(F196=0,0,STDEV(IF('3. Amb. Raw Data'!$R$4:R$10000='4. Summary Amb. Data'!B196,'3. Amb. Raw Data'!$T$4:$T$10000))),\"--\")","v":"--"}]

{"sheet":"5.  Aquatic Toxicity RP","index":5,"n_rows":194,"n_cols":30,"rows_kept":194,"cut":false,"hidden":false,"merged":[[121,7,121,12],[103,7,103,12],[8,3,9,5],[1,3,1,8],[4,6,4,7],[1,1,1,2],[2,1,2,2],[3,1,3,2],[4,1,4,2],[5,1,5,2],[4,3,7,5],[2,3,3,4],[36,7,36,12],[39,7,39,12],[84,7,84,12],[56,7,56,12],[60,7,60,12],[64,7,64,12],[67,7,67,12],[69,7,69,12],[75,7,75,12],[77,7,77,12],[51,7,51,12],[52,7,52,12],[0,0,0,9],[6,0,9,2],[120,7,120,12],[129,7,129,12],[132,7,132,12],[181,7,181,12],[66,7,66,12],[68,7,68,12],[70,7,70,12],[71,7,71,12],[74,7,74,12],[76,7,76,12],[78,7,78,12],[81,7,81,12],[83,7,83,12],[80,7,80,12],[72,7,72,12],[73,7,73,12],[79,7,79,12],[139,7,139,12],[100,7,100,12],[101,7,101,12],[40,7,40,12],[85,7,85,12],[53,7,53,12],[54,7,54,12],[42,7,42,12],[44,7,44,12],[125,7,125,12],[116,7,116,12],[137,7,137,12],[46,7,46,12],[110,7,110,12],[111,7,111,12],[102,7,102,12],[61,7,61,12],[86,7,86,12],[88,7,88,12],[104,7,104,12],[105,7,105,12],[106,7,106,12],[87,7,87,12],[107,7,107,12],[108,7,108,12],[109,7,109,12],[62,7,62,12],[65,7,65,12],[91,7,91,12],[124,7,124,12],[55,7,55,12],[58,7,58,12],[59,7,59,12],[130,7,130,12],[131,7,131,12],[161,7,161,12],[164,7,164,12],[155,7,155,12],[156,7,156,12],[150,7,150,12],[145,7,145,12],[147,7,147,12],[148,7,148,12],[149,7,149,12],[140,7,140,12],[141,7,141,12],[142,7,142,12],[143,7,143,12],[144,7,144,12],[133,7,133,12],[134,7,134,12],[135,7,135,12],[136,7,136,12],[138,7,138,12],[14,23,14,26],[15,23,15,24],[15,25,15,26],[15,0,16,0],[15,11,15,12],[14,1,14,5],[14,6,14,8],[14,9,14,12],[126,7,126,12],[127,7,127,12],[128,7,128,12],[89,7,89,12],[90,7,90,12],[94,7,94,12],[95,7,95,12],[96,7,96,12],[97,7,97,12],[98,7,98,12],[99,7,99,12],[112,7,112,12],[113,7,113,12],[114,7,114,12],[92,7,92,12],[24,7,24,12],[122,7,122,12],[123,7,123,12],[10,1,10,2],[13,14,13,17],[14,14,14,17],[33,7,33,12],[18,1,18,12],[20,1,20,12],[57,7,57,12],[63,7,63,12],[82,7,82,12],[47,7,47,12],[49,7,49,12],[30,7,30,12],[26,7,26,12],[117,7,117,12],[118,7,118,12],[119,7,119,12],[11,1,12,2],[29,7,29,12],[115,7,115,12],[22,7,22,12],[23,7,23,12],[187,7,187,12],[188,7,188,12],[182,7,182,12],[183,7,183,12],[185,7,185,12],[186,7,186,12],[189,7,189,12],[190,7,190,12],[191,7,191,12]]}
["Facility Information",null,null,null,null,null,null,null,null,null,"Instructions:"]
["Facility Name:",{"$f":"'2. Summary Eff Data'!B3","v":0},null,"Is the receiving waterbody fresh water? (Yes/No)",null,null,null,null,null,"*","1. Fill out Facility Information in boxes to the right"]
["Permit Number:",{"$f":"'2. Summary Eff Data'!B4","v":0},null,"Dilutions",null,"Acute Aquatic Life ( from MZ Memo)",null,null,null,"*","2. If RP, this will be indicated in Columns M and N"]
["Prepared By: ",{"$f":"'2. Summary Eff Data'!B5","v":0},null,null,null,"Chronic Aquatic Life (from MZ Memo)",null,null,null,"*","3. If no ambient data, consult Data SME"]
["Outfall Number:",{"$f":"'2. Summary Eff Data'!B6","v":0},null,"Hardness (autofills from summary effluent and ambient tab)",null,null,"Effluent",null,"mg/L CaCO3",{"$f":"IF(ISNUMBER('2. Summary Eff Data'!S24),'2. Summary Eff Data'!S24,25)","v":25},"Notes: "]
["Preparation Date:",{"$f":"'2. Summary Eff Data'!B7","v":0},null,null,null,null,"Up-stream",null,"mg/L CaCO3",{"$f":"IF(ISNUMBER('4. Summary Amb. Data'!J23),'4. Summary Amb. Data'!J23,\"*\")","v":"*"},"1. \"WQ Crit.\":  If a result cell (in yellow) indicates WQ Crit., there is not a state water quality criterion for the paramater"]
["RPA Run Notes:",null,null,null,null,null,"ZID boundary",null,"mg/L CaCO3",{"$f":"IF(ISNUMBER(J3)=FALSE,\"N/A\",(J$5+(J3-1)*J$6)/J3)","v":"N/A"},"2. Some freshwater metals criteria are hardness dependant and will be calculated on a site specific basis"]
[null,null,null,null,null,null,"MZ boundary",null,"mg/L CaCO3",{"$f":"IF(ISNUMBER(J4)=FALSE,\"N/A\",(J$5+(J4-1)*J$6)/J4)","v":"N/A"},"3. Dissolved Metals: Users have the option of using \"total recoverable\" monitoring data as a surrogate for \"dissolved\" pollutants.  To do this, toggle cell M22 to \"yes\"."]
[null,null,null,"Statistical Confidence and  Probablity values (defaults already entered)",null,null,"Confidence Level ",null,"%",0.99,"4. Copper: For freshwater scenarios use the CuBLM RPA workbook"]
[null,null,null,null,null,null,"Probability Basis ",null,"%",0.95,"5. If permit has existing limit for a pollutant, consult Toxics RPA SME"]
["Color Key:","\"*\" = Enter data",null,null,null,null,null,null,null,null,"6. If Column M or N says \"RPA SME\", consult Toxics RPA SME"]
["Intermediate Calc.s","\"--\" = Will calculate"]
["Calculation Results"]
[null,null,null,null,null,null,null,null,null,null,null,null,null,null,"Dissolved criteria in green "]
[null,"Identify Pollutants of Concern",null,null,null,null,"Determine In-Stream Conc.",null,null,"Det. Reasonable Potential",null,null,null,null,"Aquatic Health",null,null,null,null,null,"Calculations",null,null,"Hardness Conversion Factors"]
["Pollutant Parameter","# of Sample","Highest Effluent Conc. ","CV","Est. Max Eff. Conc.","RP at end of pipe? ","Ambient Conc.","Max  Conc. @ ZID","Max  Conc. @ RMZ","WQ Crit: 1 Hour (CMC)","WQ Crit: 4 Day (CCC)","Is there Reasonable Potential to Exceed? (Yes/No)",null,null,"Fresh Water:  Acute","Fresh Water:  Chronic","Marine Water:  Acute ","Marine Water:  Chronic",null,"%'ile","Sigma","WLA Multipliers",null,"Acute",null,"Chronic"]
[null,null,"(µg/l)","Default=0.6","(µg/l)","(Yes/No)","(µg/l)","(µg/l)","(µg/l)","(µg/l)","(µg/l)","Acute","Chronic",null,"(µg/l)","(µg/l)","(µg/l)","(µg/l)",null,null,null,null,null,"Ma","Ba","Mc","Bc"]
["Table 1  Effluent Parameters for all POTWs w/a Flow > 0.1 MGD"]
["Nitrates-Nitrite","Evaluation will occur with DO analysis"]
["Table 2  Effluent Parameters for Selected POTWs"]
["Hardness (Total as CaCO3)","Must be collected for metals criteria calculation.  Submit data to the fields at the top of the spreadsheet"]
["Table 2:  Metals (total recoverable), cyanide and total phenols",null,null,null,null,null,null,null,null,null,"Use total recoverable data as surrogate.","no"]
["Antimony (total recoverable)",null,null,null,null,null,null,"No Aquatic Water Quality Criteria"]
["Arsenic (total recoverable)",{"$f":"'2. Summary Eff Data'!P27","v":"--"},{"$f":"'2. Summary Eff Data'!Q27","v":"--"},{"$f":"'2. Summary Eff Data'!T27","v":"--"},{"$f":"IF(OR(ISNUMBER(C24)=FALSE,ISNUMBER(V24)=FALSE),\"--\",C24*V24)","v":"--"},null,null,"No Aquatic Water Quality Criteria"]
["Arsenic (total inorganic)",{"$f":"IF($L$22=\"yes\",B$24,'2. Summary Eff Data'!P28)","v":"--"},{"$f":"IF($L$22=\"yes\",C$24,'2. Summary Eff Data'!Q28)","v":"--"},{"$f":"IF($L$22=\"yes\",D$24,'2. Summary Eff Data'!T28)","v":"--"},{"$f":"IF(OR(ISNUMBER(C25)=FALSE,ISNUMBER(V25)=FALSE),\"--\",C25*V25)","v":"--"},null,null,"No Aquatic Water Quality Criteria"]
["Arsenic (dissolved inorganic)",{"$f":"IF($L$22=\"yes\",B$24,'2. Summary Eff Data'!P29)","v":"--"},{"$f":"IF($L$22=\"yes\",C$24,'2. Summary Eff Data'!Q29)","v":"--"},{"$f":"IF($L$22=\"yes\",D$24,'2. Summary Eff Data'!T29)","v":"--"},{"$f":"IF(OR(ISNUMBER(C26)=FALSE,ISNUMBER(V26)=FALSE),\"--\",C26*V26)","v":"--"},{"$f":"IF(OR(B26=\"--\", C26=\"--\"),\"--\",IF(AND(J26=\"--\",K26=\"--\"),\"WQ Crit.\",IF(OR(E26>=J26, E26>=K26),\"Yes\",\"No\")))","v":"--"},{"$f":"IF('4. Summary Amb. Data'!G28=\"--\",\"*\",IF('4. Summary Amb. Data'!G28<4,'4. Summary Amb. Data'!H28,'4. Summary Amb. Data'!K28))","v":"*"},{"$f":"IF($F26=\"Yes\",(($E26+$G26*($J$3-1))/$J$3),\"--\")","v":"--"},{"$f":"IF($F26=\"Yes\",($E26+$G26*($J$4-1))/$J$4,\"--\")","v":"--"},{"$f":"IF($J$2=\"*\",\"--\",(IF($J$2=\"Yes\",(IF(O26=\"--\",\"--\",O26)),(IF($J$2=\"No\",IF(Q26=\"--\",\"--\",Q26))))))","v":"--"},{"$f":"IF($J$2=\"*\",\"--\",(IF($J$2=\"Yes\",(IF(P26=\"--\",\"--\",P26)),(IF($J$2=\"No\",IF(R26=\"--\",\"--\",R26))))))","v":"--"},{"$f":"IF(OR(F26=\"Data\",F26=\"--\",F26=\"No\"), \"--\",IF(OR($E26<J26,H26<J26),\"NO\",IF(B26<10,\"RPA SME\",\"YES\")))","v":"--"},{"$f":"IF(OR($F26=\"Data\",$F26=\"--\",$F26=\"No\"), \"--\",IF(OR($E26<K26,I26<K26),\"NO\",IF(B26<10,\"RPA SME\",\"YES\")))","v":"--"},null,340,150,69,36,null,{"$f":"(1-$J$9)^(1/B26)","v":{"$error":"#VALUE!"}},{"$f":"IF(ISNUMBER(D26),LN(D26^2+1)^0.5,\"Need CV\")","v":"Need CV"},{"$f":"EXP(NORMSINV($J$10)*U26-0.5*(U26^2))/EXP(NORMSINV(T26)*U26-0.5*(U26^2))","v":{"$error":"#VALUE!"}}]
["Beryllium (total recoverable)",null,null,null,null,{"$f":"IF(OR(#REF!=\"no\",#REF!=\"TBD\"),\"--\",IF(OR(B27=\"--\", C27=\"--\", J27=\"data\", K27=\"data\"),\"Data\",IF(C27=\"nd\", \"No\",IF(AND(J27=\"--\",K27=\"--\"),\"WQ Crit.\",IF(OR(E27>=J27, E27>=K27),\"Yes\",\"No\")))))","v":{"$error":"#REF!"}},{"$f":"IF('4. Summary Amb. Data'!G29=\"--\",\"*\",IF('4. Summary Amb. Data'!G29<4,'4. Summary Amb. Data'!H29,'4. Summary Amb. Data'!K29))","v":"*"},"No Aquatic Water Quality Criteria",null,null,null,null,null,null,null,null,null,null,null,null,null,null,null,null,null,null,null,null,null,"Pentachlorophenol: Some penta. calculations are pH dependant. The calculation uses the \"Average pH\" calculation from the \"pH mix\" worksheet"]
["Cadmium (total recoverable)",{"$f":"'2. Summary Eff Data'!P31","v":"--"},{"$f":"'2. Summary Eff Data'!Q31","v":"--"},{"$f":"'2. Summary Eff Data'!T31","v":"--"},{"$f":"IF(OR(ISNUMBER(C28)=FALSE,ISNUMBER(V28)=FALSE),\"--\",C28*V28)","v":"--"},{"$f":"IF(OR(B28=\"--\", C28=\"--\"),\"--\",IF(AND(J28=\"--\",K28=\"--\"),\"WQ Crit.\",IF(OR(E28>=J28, E28>=K28),\"Yes\",\"No\")))","v":"--"},{"$f":"IF('4. Summary Amb. Data'!G30=\"--\",\"*\",IF('4. Summary Amb. Data'!G30<4,'4. Summary Amb. Data'!H30,'4. Summary Amb. Data'!K30))","v":"*"},{"$f":"IF($F28=\"Yes\",(($E28+$G28*($J$3-1))/$J$3),\"--\")","v":"--"},{"$f":"IF($F28=\"Yes\",($E28+$G28*($J$4-1))/$J$4,\"--\")","v":"--"},{"$f":"IF($J$2=\"*\",\"--\",(IF($J$2=\"Yes\",(IF(O28=\"--\",\"--\",O28)),(IF($J$2=\"No\",IF(Q28=\"--\",\"--\",Q28))))))","v":"--"},{"$f":"IF($J$2=\"*\",\"--\",(IF($J$2=\"Yes\",(IF(P28=\"--\",\"--\",P28)),(IF($J$2=\"No\",IF(R28=\"--\",\"--\",R28))))))","v":"--"},{"$f":"IF(OR(F28=\"Data\",F28=\"--\",F28=\"No\"), \"--\",IF(OR($E28<J28,H28<J28),\"NO\",IF(B28<10,\"RPA SME\",\"YES\")))","v":"--"},{"$f":"IF(OR($F28=\"Data\",$F28=\"--\",$F28=\"No\"), \"--\",IF(OR($E28<K28,I28<K28),\"NO\",IF(B28<10,\"RPA SME\",\"YES\")))","v":"--"},null,{"$f":"IF(ISNUMBER($J$7)=FALSE, \"data\", EXP(X28*LN($J$7)+Y28))","v":"data"},{"$f":"\"--\"","v":"--"},{"$f":"\"--\"","v":"--"},{"$f":"\"--\"","v":"--"},null,{"$f":"(1-$J$9)^(1/B28)","v":{"$error":"#VALUE!"}},{"$f":"IF(ISNUMBER(D28),LN(D28^2+1)^0.5,\"Need CV\")","v":"Need CV"},{"$f":"EXP(NORMSINV($J$10)*U28-0.5*(U28^2))/EXP(NORMSINV(T28)*U28-0.5*(U28^2))","v":{"$error":"#VALUE!"}},null,1.1279999999999999,-3.8279999999999998]
["Cadmium (dissolved)",{"$f":"IF($L$22=\"yes\",B$28,'2. Summary Eff Data'!P32)","v":"--"},{"$f":"IF($L$22=\"yes\",C$28,'2. Summary Eff Data'!Q32)","v":"--"},{"$f":"IF($L$22=\"yes\",D$28,'2. Summary Eff Data'!T32)","v":"--"},{"$f":"IF(OR(ISNUMBER(C29)=FALSE,ISNUMBER(V29)=FALSE),\"--\",C29*V29)","v":"--"},"--",{"$f":"IF('4. Summary Amb. Data'!G31=\"--\",\"*\",IF('4. Summary Amb. Data'!G31<4,'4. Summary Amb. Data'!H31,'4. Summary Amb. Data'!K31))","v":"*"},{"$f":"IF($F29=\"Yes\",(($E29+$G29*($J$3-1))/$J$3),\"--\")","v":"--"},{"$f":"IF($F29=\"Yes\",($E29+$G29*($J$4-1))/$J$4,\"--\")","v":"--"},{"$f":"IF($J$2=\"*\",\"--\",(IF($J$2=\"Yes\",(IF(O29=\"--\",\"--\",O29)),(IF($J$2=\"No\",IF(Q29=\"--\",\"--\",Q29))))))","v":"--"},{"$f":"IF($J$2=\"*\",\"--\",(IF($J$2=\"Yes\",(IF(P29=\"--\",\"--\",P29)),(IF($J$2=\"No\",IF(R29=\"--\",\"--\",R29))))))","v":"--"},"--","--",null,{"$f":"IF(ISNUMBER($J$7)=FALSE, \"data\", EXP(X29*LN($J$7)+Y29))","v":"data"},{"$f":"IF(ISNUMBER($J$8)=FALSE, \"data\", EXP(Z29*LN($J$8)+AA29))","v":"data"},40,8.8000000000000007,null,{"$f":"(1-$J$9)^(1/B29)","v":{"$error":"#VALUE!"}},{"$f":"IF(ISNUMBER(D29),LN(D29^2+1)^0.5,\"Need CV\")","v":"Need CV"},{"$f":"EXP(NORMSINV($J$10)*U29-0.5*(U29^2))/EXP(NORMSINV(T29)*U29-0.5*(U29^2))","v":{"$error":"#VALUE!"}},null,0.97889999999999999,-3.8660000000000001,0.7409,-4.7190000000000003]
["Chromium (total recoverable)",{"$f":"'2. Summary Eff Data'!P33","v":"--"},{"$f":"'2. Summary Eff Data'!Q33","v":"--"},{"$f":"'2. Summary Eff Data'!T33","v":"--"},{"$f":"IF(OR(ISNUMBER(C30)=FALSE,ISNUMBER(V30)=FALSE),\"--\",C30*V30)","v":"--"},null,null,"No Aquatic Water Quality Criteria"]
["Chromium (dissolved)",null,null,null,null,null,{"$f":"IF('4. Summary Amb. Data'!G33=\"--\",\"*\",IF('4. Summary Amb. Data'!G33<4,'4. Summary Amb. Data'!H33,'4. Summary Amb. Data'!K33))","v":"*"},"No Aquatic Water Quality Criteria"]
["Chromium III (dissolved)",{"$f":"IF($L$22=\"yes\",B$30,'2. Summary Eff Data'!P35)","v":"--"},{"$f":"IF($L$22=\"yes\",C$30,'2. Summary Eff Data'!Q35)","v":"--"},{"$f":"IF($L$22=\"yes\",D$30,'2. Summary Eff Data'!T35)","v":"--"},{"$f":"IF(OR(ISNUMBER(C32)=FALSE,ISNUMBER(V32)=FALSE),\"--\",C32*V32)","v":"--"},{"$f":"IF(OR(B32=\"--\", C32=\"--\"),\"--\",IF(AND(J32=\"--\",K32=\"--\"),\"WQ Crit.\",IF(OR(E32>=J32, E32>=K32),\"Yes\",\"No\")))","v":"--"},{"$f":"IF('4. Summary Amb. Data'!G34=\"--\",\"*\",IF('4. Summary Amb. Data'!G34<4,'4. Summary Amb. Data'!H34,'4. Summary Amb. Data'!K34))","v":"*"},{"$f":"IF($F32=\"Yes\",(($E32+$G32*($J$3-1))/$J$3),\"--\")","v":"--"},{"$f":"IF($F32=\"Yes\",($E32+$G32*($J$4-1))/$J$4,\"--\")","v":"--"},{"$f":"IF($J$2=\"*\",\"--\",(IF($J$2=\"Yes\",(IF(O32=\"--\",\"--\",O32)),(IF($J$2=\"No\",IF(Q32=\"--\",\"--\",Q32))))))","v":"--"},{"$f":"IF($J$2=\"*\",\"--\",(IF($J$2=\"Yes\",(IF(P32=\"--\",\"--\",P32)),(IF($J$2=\"No\",IF(R32=\"--\",\"--\",R32))))))","v":"--"},{"$f":"IF(OR(F32=\"Data\",F32=\"--\",F32=\"No\"), \"--\",IF(OR($E32<J32,H32<J32),\"NO\",IF(B32<10,\"RPA SME\",\"YES\")))","v":"--"},{"$f":"IF(OR($F32=\"Data\",$F32=\"--\",$F32=\"No\"), \"--\",IF(OR($E32<K32,I32<K32),\"NO\",IF(B32<10,\"RPA SME\",\"YES\")))","v":"--"},null,{"$f":"IF(ISNUMBER($J$7)=FALSE, \"data\", EXP(X32*LN($J$7)+Y32))","v":"data"},{"$f":"IF(ISNUMBER($J$8)=FALSE, \"data\", EXP(Z32*LN($J$8)+AA32))","v":"data"},{"$f":"\"--\"","v":"--"},{"$f":"\"--\"","v":"--"},null,{"$f":"(1-$J$9)^(1/B32)","v":{"$error":"#VALUE!"}},{"$f":"IF(ISNUMBER(D32),LN(D32^2+1)^0.5,\"Need CV\")","v":"Need CV"},{"$f":"EXP(NORMSINV($J$10)*U32-0.5*(U32^2))/EXP(NORMSINV(T32)*U32-0.5*(U32^2))","v":{"$error":"#VALUE!"}},null,0.81899999999999995,3.7256,0.81899999999999995,0.68479999999999996]
["Chromium VI (dissolved)",{"$f":"IF($L$22=\"yes\",B$30,'2. Summary Eff Data'!P36)","v":"--"},{"$f":"IF($L$22=\"yes\",C$30,'2. Summary Eff Data'!Q36)","v":"--"},{"$f":"IF($L$22=\"yes\",D$30,'2. Summary Eff Data'!T36)","v":"--"},"--","--",{"$f":"IF('4. Summary Amb. Data'!G35=\"--\",\"*\",IF('4. Summary Amb. Data'!G35<4,'4. Summary Amb. Data'!H35,'4. Summary Amb. Data'!K35))","v":"*"},{"$f":"IF($F33=\"Yes\",(($E33+$G33*($J$3-1))/$J$3),\"--\")","v":"--"},{"$f":"IF($F33=\"Yes\",($E33+$G33*($J$4-1))/$J$4,\"--\")","v":"--"},{"$f":"IF($J$2=\"*\",\"--\",(IF($J$2=\"Yes\",(IF(O33=\"--\",\"--\",O33)),(IF($J$2=\"No\",IF(Q33=\"--\",\"--\",Q33))))))","v":"--"},{"$f":"IF($J$2=\"*\",\"--\",(IF($J$2=\"Yes\",(IF(P33=\"--\",\"--\",P33)),(IF($J$2=\"No\",IF(R33=\"--\",\"--\",R33))))))","v":"--"},"--","--",null,16,11,1100,50,null,{"$f":"(1-$J$9)^(1/B33)","v":{"$error":"#VALUE!"}},{"$f":"IF(ISNUMBER(D33),LN(D33^2+1)^0.5,\"Need CV\")","v":"Need CV"},{"$f":"EXP(NORMSINV($J$10)*U33-0.5*(U33^2))/EXP(NORMSINV(T33)*U33-0.5*(U33^2))","v":{"$error":"#VALUE!"}}]
["Copper (total recoverable)",{"$f":"'2. Summary Eff Data'!P37","v":"--"},{"$f":"'2. Summary Eff Data'!Q37","v":"--"},{"$f":"'2. Summary Eff Data'!T37","v":"--"},"--",null,null,"No Aquatic Water Quality Criteria"]
["Copper (dissolved)",{"$f":"IF($L$22=\"yes\",B$34,'2. Summary Eff Data'!P38)","v":"--"},{"$f":"IF($L$22=\"yes\",C$34,'2. Summary Eff Data'!Q38)","v":"--"},{"$f":"IF($L$22=\"yes\",D$34,'2. Summary Eff Data'!T38)","v":"--"},"--",{"$f":"IF(OR(B35=\"--\", C35=\"--\"),\"--\",IF(AND(J35=\"--\",K35=\"--\"),\"WQ Crit.\",IF(OR(E35>=J35, E35>=K35),\"Yes\",\"No\")))","v":"--"},{"$f":"IF('4. Summary Amb. Data'!G37=\"--\",\"*\",IF('4. Summary Amb. Data'!G37<4,'4. Summary Amb. Data'!H37,'4. Summary Amb. Data'!K37))","v":"*"},{"$f":"IF($F35=\"Yes\",(($E35+$G35*($J$3-1))/$J$3),\"--\")","v":"--"},{"$f":"IF($F35=\"Yes\",($E35+$G35*($J$4-1))/$J$4,\"--\")","v":"--"},{"$f":"IF($J$2=\"*\",\"--\",(IF($J$2=\"Yes\",(IF(O35=\"--\",\"--\",O35)),(IF($J$2=\"No\",IF(Q35=\"--\",\"--\",Q35))))))","v":"--"},{"$f":"IF($J$2=\"*\",\"--\",(IF($J$2=\"Yes\",(IF(P35=\"--\",\"--\",P35)),(IF($J$2=\"No\",IF(R35=\"--\",\"--\",R35))))))","v":"--"},{"$f":"IF(OR(F35=\"Data\",F35=\"--\",F35=\"No\"), \"--\",IF(OR($E35<J35,H35<J35),\"NO\",IF(B35<10,\"RPA SME\",\"YES\")))","v":"--"},{"$f":"IF(OR($F35=\"Data\",$F35=\"--\",$F35=\"No\"), \"--\",IF(OR($E35<K35,I35<K35),\"NO\",IF(B35<10,\"RPA SME\",\"YES\")))","v":"--"},null,"See BLM","See BLM",4.8,3.1,null,{"$f":"(1-$J$9)^(1/B35)","v":{"$error":"#VALUE!"}},{"$f":"IF(ISNUMBER(D35),LN(D35^2+1)^0.5,\"Need CV\")","v":"Need CV"},{"$f":"EXP(NORMSINV($J$10)*U35-0.5*(U35^2))/EXP(NORMSINV(T35)*U35-0.5*(U35^2))","v":{"$error":"#VALUE!"}}]
["Iron (total recoverable)",{"$f":"'2. Summary Eff Data'!P39","v":"--"},{"$f":"'2. Summary Eff Data'!Q39","v":"--"},{"$f":"'2. Summary Eff Data'!T39","v":"--"},"--","--",{"$f":"IF('4. Summary Amb. Data'!G38=\"--\",\"*\",IF('4. Summary Amb. Data'!G38<4,'4. Summary Amb. Data'!H38,'4. Summary Amb. Data'!K38))","v":"*"},{"$f":"IF($F36=\"Yes\",(($E36+$G36*($J$3-1))/$J$3),\"--\")","v":"--"},{"$f":"IF($F36=\"Yes\",($E36+$G36*($J$4-1))/$J$4,\"--\")","v":"--"},{"$f":"IF($J$2=\"*\",\"--\",(IF($J$2=\"Yes\",(IF(O36=\"--\",\"--\",O36)),(IF($J$2=\"No\",IF(Q36=\"--\",\"--\",Q36))))))","v":"--"},{"$f":"IF($J$2=\"*\",\"--\",(IF($J$2=\"Yes\",(IF(P36=\"--\",\"--\",P36)),(IF($J$2=\"No\",IF(R36=\"--\",\"--\",R36))))))","v":"--"},"--","--",null,{"$f":"\"--\"","v":"--"},1000,{"$f":"\"--\"","v":"--"},{"$f":"\"--\"","v":"--"},null,{"$f":"(1-$J$9)^(1/B36)","v":{"$error":"#VALUE!"}},{"$f":"IF(ISNUMBER(D36),LN(D36^2+1)^0.5,\"Need CV\")","v":"Need CV"},{"$f":"EXP(NORMSINV($J$10)*U36-0.5*(U36^2))/EXP(NORMSINV(T36)*U36-0.5*(U36^2))","v":{"$error":"#VALUE!"}}]
["Lead (total recoverable)",{"$f":"'2. Summary Eff Data'!P40","v":"--"},{"$f":"'2. Summary Eff Data'!Q40","v":"--"},{"$f":"'2. Summary Eff Data'!T40","v":"--"},"--",null,null,"No Aquatic Water Quality Criteria"]
["Lead (dissolved)",{"$f":"IF($L$22=\"yes\",B$37,'2. Summary Eff Data'!P41)","v":"--"},{"$f":"IF($L$22=\"yes\",C$37,'2. Summary Eff Data'!Q41)","v":"--"},{"$f":"IF($L$22=\"yes\",D$37,'2. Summary Eff Data'!T41)","v":"--"},"--",{"$f":"IF(OR(B38=\"--\", C38=\"--\"),\"--\",IF(AND(J38=\"--\",K38=\"--\"),\"WQ Crit.\",IF(OR(E38>=J38, E38>=K38),\"Yes\",\"No\")))","v":"--"},{"$f":"IF('4. Summary Amb. Data'!G40=\"--\",\"*\",IF('4. Summary Amb. Data'!G40<4,'4. Summary Amb. Data'!H40,'4. Summary Amb. Data'!K40))","v":"*"},{"$f":"IF($F38=\"Yes\",(($E38+$G38*($J$3-1))/$J$3),\"--\")","v":"--"},{"$f":"IF($F38=\"Yes\",($E38+$G38*($J$4-1))/$J$4,\"--\")","v":"--"},{"$f":"IF($J$2=\"*\",\"--\",(IF($J$2=\"Yes\",(IF(O38=\"--\",\"--\",O38)),(IF($J$2=\"No\",IF(Q38=\"--\",\"--\",Q38))))))","v":"--"},{"$f":"IF($J$2=\"*\",\"--\",(IF($J$2=\"Yes\",(IF(P38=\"--\",\"--\",P38)),(IF($J$2=\"No\",IF(R38=\"--\",\"--\",R38))))))","v":"--"},{"$f":"IF(OR(F38=\"Data\",F38=\"--\",F38=\"No\"), \"--\",IF(OR($E38<J38,H38<J38),\"NO\",IF(B38<10,\"RPA SME\",\"YES\")))","v":"--"},{"$f":"IF(OR($F38=\"Data\",$F38=\"--\",$F38=\"No\"), \"--\",IF(OR($E38<K38,I38<K38),\"NO\",IF(B38<10,\"RPA SME\",\"YES\")))","v":"--"},null,{"$f":"IF(ISNUMBER($J$7)=FALSE, \"data\", EXP(X38*LN($J$7)+Y38))","v":"data"},{"$f":"IF(ISNUMBER($J$8)=FALSE, \"data\", EXP(Z38*LN($J$8)+AA38))","v":"data"},210,8.1,null,{"$f":"(1-$J$9)^(1/B38)","v":{"$error":"#VALUE!"}},{"$f":"IF(ISNUMBER(D38),LN(D38^2+1)^0.5,\"Need CV\")","v":"Need CV"},{"$f":"EXP(NORMSINV($J$10)*U38-0.5*(U38^2))/EXP(NORMSINV(T38)*U38-0.5*(U38^2))","v":{"$error":"#VALUE!"}},null,1.2729999999999999,-1.46,1.2729999999999999,-4.7050000000000001]
["Mercury (total)",{"$f":"'2. Summary Eff Data'!P42","v":"--"},{"$f":"'2. Summary Eff Data'!Q42","v":"--"},{"$f":"'2. Summary Eff Data'!T42","v":"--"},"--","--",{"$f":"IF('4. Summary Amb. Data'!G41=\"--\",\"*\",IF('4. Summary Amb. Data'!G41<4,'4. Summary Amb. Data'!H41,'4. Summary Amb. Data'!K41))","v":"*"},{"$f":"IF($F39=\"Yes\",(($E39+$G39*($J$3-1))/$J$3),\"--\")","v":"--"},{"$f":"IF($F39=\"Yes\",($E39+$G39*($J$4-1))/$J$4,\"--\")","v":"--"},{"$f":"IF($J$2=\"*\",\"--\",(IF($J$2=\"Yes\",(IF(O39=\"--\",\"--\",O39)),(IF($J$2=\"No\",IF(Q39=\"--\",\"--\",Q39))))))","v":"--"},{"$f":"IF($J$2=\"*\",\"--\",(IF($J$2=\"Yes\",(IF(P39=\"--\",\"--\",P39)),(IF($J$2=\"No\",IF(R39=\"--\",\"--\",R39))))))","v":"--"},"--","--",null,2.4,1.2E-2,2.1,2.5000000000000001E-2,null,{"$f":"(1-$J$9)^(1/B39)","v":{"$error":"#VALUE!"}},{"$f":"IF(ISNUMBER(D39),LN(D39^2+1)^0.5,\"Need CV\")","v":"Need CV"},{"$f":"EXP(NORMSINV($J$10)*U39-0.5*(U39^2))/EXP(NORMSINV(T39)*U39-0.5*(U39^2))","v":{"$error":"#VALUE!"}}]
["Methyl Mercury",null,null,null,null,null,{"$f":"IF('4. Summary Amb. Data'!G42=\"--\",\"*\",IF('4. Summary Amb. Data'!G42<4,'4. Summary Amb. Data'!H42,'4. Summary Amb. Data'!K42))","v":"*"},"No Aquatic Water Quality Criteria"]
["Nickel (total recoverable)",{"$f":"'2. Summary Eff Data'!P44","v":"--"},{"$f":"'2. Summary Eff Data'!Q44","v":"--"},{"$f":"'2. Summary Eff Data'!T44","v":"--"},{"$f":"IF(OR(ISNUMBER(C41)=FALSE,ISNUMBER(V41)=FALSE),\"--\",C41*V41)","v":"--"},null,null,"No Aquatic Water Quality Criteria"]
["Nickel (dissolved)",{"$f":"IF($L$22=\"yes\",B$41,'2. Summary Eff Data'!P45)","v":"--"},{"$f":"IF($L$22=\"yes\",C$41,'2. Summary Eff Data'!Q45)","v":"--"},{"$f":"IF($L$22=\"yes\",D$41,'2. Summary Eff Data'!T45)","v":"--"},"--",{"$f":"IF(OR(B42=\"--\", C42=\"--\"),\"--\",IF(AND(J42=\"--\",K42=\"--\"),\"WQ Crit.\",IF(OR(E42>=J42, E42>=K42),\"Yes\",\"No\")))","v":"--"},{"$f":"IF('4. Summary Amb. Data'!G44=\"--\",\"*\",IF('4. Summary Amb. Data'!G44<4,'4. Summary Amb. Data'!H44,'4. Summary Amb. Data'!K44))","v":"*"},{"$f":"IF($F42=\"Yes\",(($E42+$G42*($J$3-1))/$J$3),\"--\")","v":"--"},{"$f":"IF($F42=\"Yes\",($E42+$G42*($J$4-1))/$J$4,\"--\")","v":"--"},{"$f":"IF($J$2=\"*\",\"--\",(IF($J$2=\"Yes\",(IF(O42=\"--\",\"--\",O42)),(IF($J$2=\"No\",IF(Q42=\"--\",\"--\",Q42))))))","v":"--"},{"$f":"IF($J$2=\"*\",\"--\",(IF($J$2=\"Yes\",(IF(P42=\"--\",\"--\",P42)),(IF($J$2=\"No\",IF(R42=\"--\",\"--\",R42))))))","v":"--"},{"$f":"IF(OR(F42=\"Data\",F42=\"--\",F42=\"No\"), \"--\",IF(OR($E42<J42,H42<J42),\"NO\",IF(B42<10,\"RPA SME\",\"YES\")))","v":"--"},{"$f":"IF(OR($F42=\"Data\",$F42=\"--\",$F42=\"No\"), \"--\",IF(OR($E42<K42,I42<K42),\"NO\",IF(B42<10,\"RPA SME\",\"YES\")))","v":"--"},null,{"$f":"IF(ISNUMBER($J$7)=FALSE, \"data\", EXP(X42*LN($J$7)+Y42))","v":"data"},{"$f":"IF(ISNUMBER($J$8)=FALSE, \"data\", EXP(Z42*LN($J$8)+AA42))","v":"data"},74,8.1999999999999993,null,{"$f":"(1-$J$9)^(1/B42)","v":{"$error":"#VALUE!"}},{"$f":"IF(ISNUMBER(D42),LN(D42^2+1)^0.5,\"Need CV\")","v":"Need CV"},{"$f":"EXP(NORMSINV($J$10)*U42-0.5*(U42^2))/EXP(NORMSINV(T42)*U42-0.5*(U42^2))","v":{"$error":"#VALUE!"}},null,0.84599999999999997,2.2549999999999999,0.84599999999999997,5.8400000000000001E-2]
["Selenium (total recoverable)",{"$f":"'2. Summary Eff Data'!P46","v":"--"},{"$f":"'2. Summary Eff Data'!Q46","v":"--"},{"$f":"'2. Summary Eff Data'!T46","v":"--"},"--",null,null,"No Aquatic Water Quality Criteria"]
["Selenium (dissolved)",{"$f":"IF($L$22=\"yes\",B$43,'2. Summary Eff Data'!P47)","v":"--"},{"$f":"IF($L$22=\"yes\",C$43,'2. Summary Eff Data'!Q47)","v":"--"},{"$f":"IF($L$22=\"yes\",D$43,'2. Summary Eff Data'!T47)","v":"--"},"--",{"$f":"IF(OR(B44=\"--\", C44=\"--\"),\"--\",IF(AND(J44=\"--\",K44=\"--\"),\"WQ Crit.\",IF(OR(E44>=J44, E44>=K44),\"Yes\",\"No\")))","v":"--"},{"$f":"IF('4. Summary Amb. Data'!G46=\"--\",\"*\",IF('4. Summary Amb. Data'!G46<4,'4. Summary Amb. Data'!H46,'4. Summary Amb. Data'!K46))","v":"*"},{"$f":"IF($F44=\"Yes\",(($E44+$G44*($J$3-1))/$J$3),\"--\")","v":"--"},{"$f":"IF($F44=\"Yes\",($E44+$G44*($J$4-1))/$J$4,\"--\")","v":"--"},{"$f":"IF($J$2=\"*\",\"--\",(IF($J$2=\"Yes\",(IF(O44=\"--\",\"--\",O44)),(IF($J$2=\"No\",IF(Q44=\"--\",\"--\",Q44))))))","v":"--"},{"$f":"IF($J$2=\"*\",\"--\",(IF($J$2=\"Yes\",(IF(P44=\"--\",\"--\",P44)),(IF($J$2=\"No\",IF(R44=\"--\",\"--\",R44))))))","v":"--"},{"$f":"IF(OR(F44=\"Data\",F44=\"--\",F44=\"No\"), \"--\",IF(OR($E44<J44,H44<J44),\"NO\",IF(B44<10,\"RPA SME\",\"YES\")))","v":"--"},{"$f":"IF(OR($F44=\"Data\",$F44=\"--\",$F44=\"No\"), \"--\",IF(OR($E44<K44,I44<K44),\"NO\",IF(B44<10,\"RPA SME\",\"YES\")))","v":"--"},null,13,4.5999999999999996,290,71,null,{"$f":"(1-$J$9)^(1/B44)","v":{"$error":"#VALUE!"}},{"$f":"IF(ISNUMBER(D44),LN(D44^2+1)^0.5,\"Need CV\")","v":"Need CV"},{"$f":"EXP(NORMSINV($J$10)*U44-0.5*(U44^2))/EXP(NORMSINV(T44)*U44-0.5*(U44^2))","v":{"$error":"#VALUE!"}}]
["Silver (total recoverable)",{"$f":"'2. Summary Eff Data'!P48","v":"--"},{"$f":"'2. Summary Eff Data'!Q48","v":"--"},{"$f":"'2. Summary Eff Data'!T48","v":"--"},"--",null,null,"No Aquatic Water Quality Criteria"]
["Silver (dissolved)",{"$f":"IF($L$22=\"yes\",B$45,'2. Summary Eff Data'!P49)","v":"--"},{"$f":"IF($L$22=\"yes\",C$45,'2. Summary Eff Data'!Q49)","v":"--"},{"$f":"IF($L$22=\"yes\",D$45,'2. Summary Eff Data'!T49)","v":"--"},"--",{"$f":"IF(OR(B46=\"--\", C46=\"--\"),\"--\",IF(AND(J46=\"--\",K46=\"--\"),\"WQ Crit.\",IF(OR(E46>=J46, E46>=K46),\"Yes\",\"No\")))","v":"--"},{"$f":"IF('4. Summary Amb. Data'!G48=\"--\",\"*\",IF('4. Summary Amb. Data'!G48<4,'4. Summary Amb. Data'!H48,'4. Summary Amb. Data'!K48))","v":"*"},{"$f":"IF($F46=\"Yes\",(($E46+$G46*($J$3-1))/$J$3),\"--\")","v":"--"},{"$f":"IF($F46=\"Yes\",($E46+$G46*($J$4-1))/$J$4,\"--\")","v":"--"},{"$f":"IF($J$2=\"*\",\"--\",(IF($J$2=\"Yes\",(IF(O46=\"--\",\"--\",O46)),(IF($J$2=\"No\",IF(Q46=\"--\",\"--\",Q46))))))","v":"--"},{"$f":"IF($J$2=\"*\",\"--\",(IF($J$2=\"Yes\",(IF(P46=\"--\",\"--\",P46)),(IF($J$2=\"No\",IF(R46=\"--\",\"--\",R46))))))","v":"--"},{"$f":"IF(OR(F46=\"Data\",F46=\"--\",F46=\"No\"), \"--\",IF(OR($E46<J46,H46<J46),\"NO\",IF(B46<10,\"RPA SME\",\"YES\")))","v":"--"},{"$f":"IF(OR($F46=\"Data\",$F46=\"--\",$F46=\"No\"), \"--\",IF(OR($E46<K46,I46<K46),\"NO\",IF(B46<10,\"RPA SME\",\"YES\")))","v":"--"},null,{"$f":"IF(ISNUMBER($J$7)=FALSE, \"data\", EXP(X46*LN($J$7)+Y46))","v":"data"},0.1,1.9,"na",null,{"$f":"(1-$J$9)^(1/B46)","v":{"$error":"#VALUE!"}},{"$f":"IF(ISNUMBER(D46),LN(D46^2+1)^0.5,\"Need CV\")","v":"Need CV"},{"$f":"EXP(NORMSINV($J$10)*U46-0.5*(U46^2))/EXP(NORMSINV(T46)*U46-0.5*(U46^2))","v":{"$error":"#VALUE!"}},null,1.72,-6.59]
["Thallium (total recoverable)",null,null,null,null,null,{"$f":"IF('4. Summary Amb. Data'!G49=\"--\",\"*\",IF('4. Summary Amb. Data'!G49<4,'4. Summary Amb. Data'!H49,'4. Summary Amb. Data'!K49))","v":"*"},"No Aquatic Water Quality Criteria"]
["Zinc (total recoverable)",{"$f":"'2. Summary Eff Data'!P51","v":"--"},{"$f":"'2. Summary Eff Data'!Q51","v":"--"},{"$f":"'2. Summary Eff Data'!T51","v":"--"},{"$f":"IF(OR(ISNUMBER(C48)=FALSE,ISNUMBER(V48)=FALSE),\"--\",C48*V48)","v":"--"},null,null,"No Aquatic Water Quality Criteria"]
["Zinc (dissolved)",{"$f":"IF($L$22=\"yes\",B$48,'2. Summary Eff Data'!P52)","v":"--"},{"$f":"IF($L$22=\"yes\",C$48,'2. Summary Eff Data'!Q52)","v":"--"},{"$f":"IF($L$22=\"yes\",D$48,'2. Summary Eff Data'!T52)","v":"--"},{"$f":"IF(OR(ISNUMBER(C49)=FALSE,ISNUMBER(V49)=FALSE),\"--\",C49*V49)","v":"--"},{"$f":"IF(OR(B49=\"--\", C49=\"--\"),\"--\",IF(AND(J49=\"--\",K49=\"--\"),\"WQ Crit.\",IF(OR(E49>=J49, E49>=K49),\"Yes\",\"No\")))","v":"--"},{"$f":"IF('4. Summary Amb. Data'!G51=\"--\",\"*\",IF('4. Summary Amb. Data'!G51<4,'4. Summary Amb. Data'!H51,'4. Summary Amb. Data'!K51))","v":"*"},{"$f":"IF(OR($G49=\"*\",$E49=\"--\"),\"--\",(($E49+$G49*($J$3-1))/$J$3))","v":"--"},{"$f":"IF(OR($G49=\"*\",$E49=\"--\"),\"--\",($E49+$G49*($J$4-1))/$J$4)","v":"--"},{"$f":"IF($J$2=\"*\",\"--\",(IF($J$2=\"Yes\",(IF(O49=\"--\",\"--\",O49)),(IF($J$2=\"No\",IF(Q49=\"--\",\"--\",Q49))))))","v":"--"},{"$f":"IF($J$2=\"*\",\"--\",(IF($J$2=\"Yes\",(IF(P49=\"--\",\"--\",P49)),(IF($J$2=\"No\",IF(R49=\"--\",\"--\",R49))))))","v":"--"},{"$f":"IF(OR(F49=\"Data\",F49=\"--\",F49=\"No\"), \"--\",IF(OR($E49<J49,H49<J49),\"NO\",IF(B49<10,\"RPA SME\",\"YES\")))","v":"--"},{"$f":"IF(OR($F49=\"Data\",$F49=\"--\",$F49=\"No\"), \"--\",IF(OR($E49<K49,I49<K49),\"NO\",IF(B49<10,\"RPA SME\",\"YES\")))","v":"--"},null,{"$f":"IF(ISNUMBER($J$7)=FALSE, \"data\", EXP(X49*LN($J$7)+Y49))","v":"data"},{"$f":"IF(ISNUMBER($J$8)=FALSE, \"data\", EXP(Z49*LN($J$8)+AA49))","v":"data"},90,81,null,{"$f":"(1-$J$9)^(1/B49)","v":{"$error":"#VALUE!"}},{"$f":"IF(ISNUMBER(D49),LN(D49^2+1)^0.5,\"Need CV\")","v":"Need CV"},{"$f":"EXP(NORMSINV($J$10)*U49-0.5*(U49^2))/EXP(NORMSINV(T49)*U49-0.5*(U49^2))","v":{"$error":"#VALUE!"}},null,0.84730000000000005,0.88400000000000001,0.84730000000000005,0.88400000000000001]
["Cyanide (total)",{"$f":"'2. Summary Eff Data'!P53","v":"--"},{"$f":"'2. Summary Eff Data'!Q53","v":"--"},{"$f":"'2. Summary Eff Data'!T53","v":"--"},{"$f":"IF(OR(ISNUMBER(C50)=FALSE,ISNUMBER(V50)=FALSE),\"--\",C50*V50)","v":"--"},null,null,"No Aquatic Water Quality Criteria"]
["Cyanide (free)",{"$f":"IF($L$22=\"yes\",B$50,'2. Summary Eff Data'!P54)","v":"--"},{"$f":"IF($L$22=\"yes\",C$50,'2. Summary Eff Data'!Q54)","v":"--"},{"$f":"IF($L$22=\"yes\",D$50,'2. Summary Eff Data'!T54)","v":"--"},{"$f":"IF(OR(ISNUMBER(C51)=FALSE,ISNUMBER(V51)=FALSE),\"--\",C51*V51)","v":"--"},{"$f":"IF(OR(B51=\"--\", C51=\"--\"),\"--\",IF(AND(J51=\"--\",K51=\"--\"),\"WQ Crit.\",IF(OR(E51>=J51, E51>=K51),\"Yes\",\"No\")))","v":"--"},{"$f":"IF('4. Summary Amb. Data'!G53=\"--\",\"*\",IF('4. Summary Amb. Data'!G53<4,'4. Summary Amb. Data'!H53,'4. Summary Amb. Data'!K53))","v":"*"},{"$f":"IF(OR($G51=\"*\",$E51=\"--\"),\"--\",(($E51+$G51*($J$3-1))/$J$3))","v":"--"},{"$f":"IF(OR($G51=\"*\",$E51=\"--\"),\"--\",($E51+$G51*($J$4-1))/$J$4)","v":"--"},{"$f":"IF($J$2=\"*\",\"--\",(IF($J$2=\"Yes\",(IF(O51=\"--\",\"--\",O51)),(IF($J$2=\"No\",IF(Q51=\"--\",\"--\",Q51))))))","v":"--"},{"$f":"IF($J$2=\"*\",\"--\",(IF($J$2=\"Yes\",(IF(P51=\"--\",\"--\",P51)),(IF($J$2=\"No\",IF(R51=\"--\",\"--\",R51))))))","v":"--"},{"$f":"IF(OR(F51=\"Data\",F51=\"--\",F51=\"No\"), \"--\",IF(OR($E51<J51,H51<J51),\"NO\",IF(B51<10,\"RPA SME\",\"YES\")))","v":"--"},{"$f":"IF(OR($F51=\"Data\",$F51=\"--\",$F51=\"No\"), \"--\",IF(OR($E51<K51,I51<K51),\"NO\",IF(B51<10,\"RPA SME\",\"YES\")))","v":"--"},null,22,5.2,1,1,null,{"$f":"(1-$J$9)^(1/B51)","v":{"$error":"#VALUE!"}},{"$f":"IF(ISNUMBER(D51),LN(D51^2+1)^0.5,\"Need CV\")","v":"Need CV"},{"$f":"EXP(NORMSINV($J$10)*U51-0.5*(U51^2))/EXP(NORMSINV(T51)*U51-0.5*(U51^2))","v":{"$error":"#VALUE!"}}]
["Total phenolic compounds",null,null,null,null,null,null,"No Aquatic Water Quality Criteria"]
["Table 2:  Volatile organic compounds"]
["Acrolein",null,null,null,null,null,null,"No Aquatic Water Quality Criteria"]
["Acrylonitrile",null,null,null,null,null,null,"No Aquatic Water Quality Criteria"]
["Benzene",null,null,null,null,null,null,"No Aquatic Water Quality Criteria"]
["Bromoform",null,null,null,null,null,null,"No Aquatic Water Quality Criteria"]
["Carbon Tetrachloride",null,null,null,null,null,null,"No Aquatic Water Quality Criteria"]
["Chlorobenzene",null,null,null,null,null,null,"No Aquatic Water Quality Criteria"]
["Chlorodibromomethane",null,null,null,null,null,null,"No Aquatic Water Quality Criteria"]
["Chloroethane",null,null,null,null,null,null,"No Aquatic Water Quality Criteria"]
["2-chloroethylvinyl ether",null,null,null,null,null,null,"No Aquatic Water Quality Criteria"]
["Chloroform",null,null,null,null,null,null,"No Aquatic Water Quality Criteria"]
["1,2-Dichlorobenzene (o)",null,null,null,null,null,null,"No Aquatic Water Quality Criteria"]
["1,3-Dichlorobenzene (m)",null,null,null,null,null,null,"No Aquatic Water Quality Criteria"]
["1,4-Dichlorobenzene (p)",null,null,null,null,null,null,"No Aquatic Water Quality Criteria"]
["Dichlorobromomethane",null,null,null,null,null,null,"No Aquatic Water Quality Criteria"]
["1,1-dichloroethane",null,null,null,null,null,null,"No Aquatic Water Quality Criteria"]
["1,2-dichloroethane",null,null,null,null,null,null,"No Aquatic Water Quality Criteria"]
["1,2-trans-dichloroethylene",null,null,null,null,null,null,"No Aquatic Water Quality Criteria"]
["1,1-dichloroethylene",null,null,null,null,null,null,"No Aquatic Water Quality Criteria"]
["1,2-dichloropropane",null,null,null,null,null,null,"No Aquatic Water Quality Criteria"]
["1,3-dichloropropene",null,null,null,null,null,null,"No Aquatic Water Quality Criteria"]
["Ethylbenzene",null,null,null,null,null,null,"No Aquatic Water Quality Criteria"]
["Methyl Bromide",null,null,null,null,null,null,"No Aquatic Water Quality Criteria"]
["methyl chloride",null,null,null,null,null,null,"No Aquatic Water Quality Criteria"]
["Methylene Chloride",null,null,null,null,null,null,"No Aquatic Water Quality Criteria"]
["1,1,2,2-tetrachloroethane",null,null,null,null,null,null,"No Aquatic Water Quality Criteria"]
["Tetrachloroethylene",null,null,null,null,null,null,"No Aquatic Water Quality Criteria"]
["Toluene",null,null,null,null,null,null,"No Aquatic Water Quality Criteria"]
["1,1,1-trichloroethane",null,null,null,null,null,null,"No Aquatic Water Quality Criteria"]
["1,1,2-trichloroethane",null,null,null,null,null,null,"No Aquatic Water Quality Criteria"]
["Trichloroethylene",null,null,null,null,null,null,"No Aquatic Water Quality Criteria"]
["Vinyl Chloride",null,null,null,null,null,null,"No Aquatic Water Quality Criteria"]
["Table 2:  Acid-extractable compounds"]
["p-chloro-m-cresol ",null,null,null,null,null,null,"No Aquatic Water Quality Criteria"]
["2-chlorophenol",null,null,null,null,null,null,"No Aquatic Water Quality Criteria"]
["2,4-dichlorophenol",null,null,null,null,null,null,"No Aquatic Water Quality Criteria"]
["2,4-dimethylphenol",null,null,null,null,null,null,"No Aquatic Water Quality Criteria"]
["4,6-dinitro-o-cresol",null,null,null,null,null,null,"No Aquatic Water Quality Criteria"]
["2,4-dinitrophenol",null,null,null,null,null,null,"No Aquatic Water Quality Criteria"]
["2-nitrophenol",null,null,null,null,null,null,"No Aquatic Water Quality Criteria"]
["4-nitrophenol",null,null,null,null,null,null,"No Aquatic Water Quality Criteria"]
["Pentachlorophenol",{"$f":"'2. Summary Eff Data'!P97","v":"--"},{"$f":"'2. Summary Eff Data'!Q97","v":"--"},{"$f":"'2. Summary Eff Data'!T97","v":"--"},{"$f":"IF(OR(ISNUMBER(C94)=FALSE,ISNUMBER(V94)=FALSE),\"--\",C94*V94)","v":"--"},{"$f":"IF(OR(B94=\"--\", C94=\"--\"),\"--\",IF(AND(J94=\"--\",K94=\"--\"),\"WQ Crit.\",IF(OR(E94>=J94, E94>=K94),\"Yes\",\"No\")))","v":"--"},{"$f":"IF('4. Summary Amb. Data'!G96=\"--\",\"*\",IF('4. Summary Amb. Data'!G96<4,'4. Summary Amb. Data'!H96,'4. Summary Amb. Data'!K96))","v":"*"},{"$f":"IF($F94=\"Yes\",(($E94+$G94*($J$3-1))/$J$3),\"--\")","v":"--"},{"$f":"IF($F94=\"Yes\",($E94+$G94*($J$4-1))/$J$4,\"--\")","v":"--"},{"$f":"IF($J$2=\"*\",\"--\",(IF($J$2=\"Yes\",(IF(O94=\"--\",\"--\",O94)),(IF($J$2=\"No\",IF(Q94=\"--\",\"--\",Q94))))))","v":"--"},{"$f":"IF($J$2=\"*\",\"--\",(IF($J$2=\"Yes\",(IF(P94=\"--\",\"--\",P94)),(IF($J$2=\"No\",IF(R94=\"--\",\"--\",R94))))))","v":"--"},{"$f":"IF(OR(F94=\"Data\",F94=\"--\",F94=\"No\"), \"--\",IF(OR($E94<J94,H94<J94),\"NO\",IF(B94<10,\"RPA SME\",\"YES\")))","v":"--"},{"$f":"IF(OR($F94=\"Data\",$F94=\"--\",$F94=\"No\"), \"--\",IF(OR($E94<K94,I94<K94),\"NO\",IF(B94<10,\"RPA SME\",\"YES\")))","v":"--"},null,{"$f":"EXP(1.005*(6)-4.869)","v":3.1931248048907261},{"$f":"EXP(1.005*(6)-5.134)","v":2.4497843493276572},13,7.9,null,{"$f":"(1-$J$9)^(1/B94)","v":{"$error":"#VALUE!"}},{"$f":"IF(ISNUMBER(D94),LN(D94^2+1)^0.5,\"Need CV\")","v":"Need CV"},{"$f":"EXP(NORMSINV($J$10)*U94-0.5*(U94^2))/EXP(NORMSINV(T94)*U94-0.5*(U94^2))","v":{"$error":"#VALUE!"}}]
["Phenol",null,null,null,null,null,null,"No Aquatic Water Quality Criteria"]
["2,4,5-trichlorophenol",null,null,null,null,null,null,"No Aquatic Water Quality Criteria"]
["2,4,6-trichlorophenol",null,null,null,null,null,null,"No Aquatic Water Quality Criteria"]
["Table 2:  Base-neutral compounds"]
["Acenaphthene",null,null,null,null,null,null,"No Aquatic Water Quality Criteria"]
["Acenaphthylene",null,null,null,null,null,null,"No Aquatic Water Quality Criteria"]
["Anthracene",null,null,null,null,null,null,"No Aquatic Water Quality Criteria"]
["Azobenzene",null,null,null,null,null,null,"No Aquatic Water Quality Criteria"]
["Benzidine",null,null,null,null,null,null,"No Aquatic Water Quality Criteria"]
["Benzo(a)anthracene",null,null,null,null,null,null,"No Aquatic Water Quality Criteria"]
["Benzo(a)pyrene",null,null,null,null,null,null,"No Aquatic Water Quality Criteria"]
["Benzo(b)fluoranthene",null,null,null,null,null,null,"No Aquatic Water Quality Criteria"]
["Benzo(ghi)perylene",null,null,null,null,null,null,"No Aquatic Water Quality Criteria"]
["Benzo(k)fluoranthene",null,null,null,null,null,null,"No Aquatic Water Quality Criteria"]
["Bis (2-chloroethoxy) methane",null,null,null,null,null,null,"No Aquatic Water Quality Criteria"]
["Bis(2-chloroethyl)ether",null,null,null,null,null,null,"No Aquatic Water Quality Criteria"]
["Bis(2-chloroisopropyl)ether",null,null,null,null,null,null,"No Aquatic Water Quality Criteria"]
["Chloromethyl Ether, bis",null,null,null,null,null,null,"No Aquatic Water Quality Criteria"]
["Bis (2-ethylhexyl)phthalate",null,null,null,null,null,null,"No Aquatic Water Quality Criteria"]
["4-bromophenyl phenyl ether",null,null,null,null,null,null,"No Aquatic Water Quality Criteria"]
["Butylbenzyl phthalate",null,null,null,null,null,null,"No Aquatic Water Quality Criteria"]
["2-chloronaphthalene",null,null,null,null,null,null,"No Aquatic Water Quality Criteria"]
["4-chlorophenyl phenyl ether",null,null,null,null,null,null,"No Aquatic Water Quality Criteria"]
["Chrysene",null,null,null,null,null,null,"No Aquatic Water Quality Criteria"]
["Di-n-butyl phthalate",null,null,null,null,null,null,"No Aquatic Water Quality Criteria"]
["Di-n-octyl phthalate",null,null,null,null,null,null,"No Aquatic Water Quality Criteria"]
["Dibenzo(a,h)anthracene",null,null,null,null,null,null,"No Aquatic Water Quality Criteria"]
["3,3-Dichlorobenzidine",null,null,null,null,null,null,"No Aquatic Water Quality Criteria"]
["Diethyl phthalate",null,null,null,null,null,null,"No Aquatic Water Quality Criteria"]
["Dimethyl phthalate",null,null,null,null,null,null,"No Aquatic Water Quality Criteria"]
["2,4-dinitrotoluene",null,null,null,null,null,null,"No Aquatic Water Quality Criteria"]
["2,6-dinitrotoluene",null,null,null,null,null,null,"No Aquatic Water Quality Criteria"]
["1,2-diphenylhydrazine",null,null,null,null,null,null,"No Aquatic Water Quality Criteria"]
["Fluoranthene",null,null,null,null,null,null,"No Aquatic Water Quality Criteria"]
["Fluorene",null,null,null,null,null,null,"No Aquatic Water Quality Criteria"]
["Hexachlorobenzene",null,null,null,null,null,null,"No Aquatic Water Quality Criteria"]
["Hexachlorobutadiene",null,null,null,null,null,null,"No Aquatic Water Quality Criteria"]
["Hexachlorocyclopentadiene",null,null,null,null,null,null,"No Aquatic Water Quality Criteria"]
["Hexachloroethane",null,null,null,null,null,null,"No Aquatic Water Quality Criteria"]
["Indeno(1,2,3-cd)pyrene",null,null,null,null,null,null,"No Aquatic Water Quality Criteria"]
["Isophorone",null,null,null,null,null,null,"No Aquatic Water Quality Criteria"]
["Napthalene",null,null,null,null,null,null,"No Aquatic Water Quality Criteria"]
["Nitrobenzene",null,null,null,null,null,null,"No Aquatic Water Quality Criteria"]
["N-nitrosodimethylamine",null,null,null,null,null,null,"No Aquatic Water Quality Criteria"]
["N-nitrosodi-n-propylamine",null,null,null,null,null,null,"No Aquatic Water Quality Criteria"]
["N-nitrosodiphenylamine",null,null,null,null,null,null,"No Aquatic Water Quality Criteria"]
["Pentachlorobenzene",null,null,null,null,null,null,"No Aquatic Water Quality Criteria"]
["Phenanthrene",null,null,null,null,null,null,"No Aquatic Water Quality Criteria"]
["Pyrene",null,null,null,null,null,null,"No Aquatic Water Quality Criteria"]
["1,2,4-trichlorobenzene",null,null,null,null,null,null,"No Aquatic Water Quality Criteria"]
["Tetrachlorobenzene,1,2,4,5",null,null,null,null,null,null,"No Aquatic Water Quality Criteria"]
["Table 3:  Pesticides and PCBs"]
["Aldrin",{"$f":"'2. Summary Eff Data'!P150","v":"--"},{"$f":"'2. Summary Eff Data'!Q150","v":"--"},{"$f":"'2. Summary Eff Data'!T150","v":"--"},{"$f":"IF(OR(ISNUMBER(C147)=FALSE,ISNUMBER(V147)=FALSE),\"--\",C147*V147)","v":"--"},{"$f":"IF(OR(B147=\"--\", C147=\"--\"),\"--\",IF(AND(J147=\"--\",K147=\"--\"),\"WQ Crit.\",IF(OR(E147>=J147, E147>=K147),\"Yes\",\"No\")))","v":"--"},{"$f":"IF('4. Summary Amb. Data'!G149=\"--\",\"*\",IF('4. Summary Amb. Data'!G149<4,'4. Summary Amb. Data'!H149,'4. Summary Amb. Data'!K149))","v":"*"},{"$f":"IF($F147=\"Yes\",(($E147+$G147*($J$3-1))/$J$3),\"--\")","v":"--"},{"$f":"IF($F147=\"Yes\",($E147+$G147*($J$4-1))/$J$4,\"--\")","v":"--"},{"$f":"IF($J$2=\"*\",\"--\",(IF($J$2=\"Yes\",(IF(O147=\"--\",\"--\",O147)),(IF($J$2=\"No\",IF(Q147=\"--\",\"--\",Q147))))))","v":"--"},{"$f":"IF($J$2=\"*\",\"--\",(IF($J$2=\"Yes\",(IF(P147=\"--\",\"--\",P147)),(IF($J$2=\"No\",IF(R147=\"--\",\"--\",R147))))))","v":"--"},{"$f":"IF(OR(F147=\"Data\",F147=\"--\",F147=\"No\"), \"--\",IF(OR($E147<J147,H147<J147),\"NO\",IF(B147<10,\"RPA SME\",\"YES\")))","v":"--"},{"$f":"IF(OR($F147=\"Data\",$F147=\"--\",$F147=\"No\"), \"--\",IF(OR($E147<K147,I147<K147),\"NO\",IF(B147<10,\"RPA SME\",\"YES\")))","v":"--"},null,3,"na",1.3,"na",null,{"$f":"(1-$J$9)^(1/B147)","v":{"$error":"#VALUE!"}},{"$f":"IF(ISNUMBER(D147),LN(D147^2+1)^0.5,\"Need CV\")","v":"Need CV"},{"$f":"EXP(NORMSINV($J$10)*U147-0.5*(U147^2))/EXP(NORMSINV(T147)*U147-0.5*(U147^2))","v":{"$error":"#VALUE!"}}]
["BHC-Technical",null,null,null,null,"Yes",{"$f":"IF('4. Summary Amb. Data'!G150=\"--\",\"*\",IF('4. Summary Amb. Data'!G150<4,'4. Summary Amb. Data'!H150,'4. Summary Amb. Data'!K150))","v":"*"},"No Aquatic Water Quality Criteria"]
["BHC-alpha",null,null,null,null,"Yes",{"$f":"IF('4. Summary Amb. Data'!G151=\"--\",\"*\",IF('4. Summary Amb. Data'!G151<4,'4. Summary Amb. Data'!H151,'4. Summary Amb. Data'!K151))","v":"*"},"No Aquatic Water Quality Criteria"]
["BHC-beta",null,null,null,null,"Yes",{"$f":"IF('4. Summary Amb. Data'!G152=\"--\",\"*\",IF('4. Summary Amb. Data'!G152<4,'4. Summary Amb. Data'!H152,'4. Summary Amb. Data'!K152))","v":"*"},"No Aquatic Water Quality Criteria"]
["BHC-delta",null,null,null,null,"Yes",{"$f":"IF('4. Summary Amb. Data'!G153=\"--\",\"*\",IF('4. Summary Amb. Data'!G153<4,'4. Summary Amb. Data'!H153,'4. Summary Amb. Data'!K153))","v":"*"},"No Aquatic Water Quality Criteria"]
["BHC-gamma (Lindane)",{"$f":"'2. Summary Eff Data'!P155","v":"--"},{"$f":"'2. Summary Eff Data'!Q155","v":"--"},{"$f":"'2. Summary Eff Data'!T155","v":"--"},{"$f":"IF(OR(ISNUMBER(C152)=FALSE,ISNUMBER(V152)=FALSE),\"--\",C152*V152)","v":"--"},"--",{"$f":"IF('4. Summary Amb. Data'!G154=\"--\",\"*\",IF('4. Summary Amb. Data'!G154<4,'4. Summary Amb. Data'!H154,'4. Summary Amb. Data'!K154))","v":"*"},{"$f":"IF($F152=\"Yes\",(($E152+$G152*($J$3-1))/$J$3),\"--\")","v":"--"},{"$f":"IF($F152=\"Yes\",($E152+$G152*($J$4-1))/$J$4,\"--\")","v":"--"},{"$f":"IF($J$2=\"*\",\"--\",(IF($J$2=\"Yes\",(IF(O152=\"--\",\"--\",O152)),(IF($J$2=\"No\",IF(Q152=\"--\",\"--\",Q152))))))","v":"--"},"--",{"$f":"IF(OR(F152=\"Data\",F152=\"--\",F152=\"No\"), \"--\",IF(OR($E152<J152,H152<J152),\"NO\",IF(B152<10,\"RPA SME\",\"YES\")))","v":"--"},{"$f":"IF(OR($F152=\"Data\",$F152=\"--\",$F152=\"No\"), \"--\",IF(OR($E152<K152,I152<K152),\"NO\",IF(B152<10,\"RPA SME\",\"YES\")))","v":"--"},null,0.95,0.08,0.16,"na",null,{"$f":"(1-$J$9)^(1/B152)","v":{"$error":"#VALUE!"}},{"$f":"IF(ISNUMBER(D152),LN(D152^2+1)^0.5,\"Need CV\")","v":"Need CV"},{"$f":"EXP(NORMSINV($J$10)*U152-0.5*(U152^2))/EXP(NORMSINV(T152)*U152-0.5*(U152^2))","v":{"$error":"#VALUE!"}}]
["Chlordane",{"$f":"'2. Summary Eff Data'!P156","v":"--"},{"$f":"'2. Summary Eff Data'!Q156","v":"--"},{"$f":"'2. Summary Eff Data'!T156","v":"--"},{"$f":"IF(OR(ISNUMBER(C153)=FALSE,ISNUMBER(V153)=FALSE),\"--\",C153*V153)","v":"--"},"--",{"$f":"IF('4. Summary Amb. Data'!G155=\"--\",\"*\",IF('4. Summary Amb. Data'!G155<4,'4. Summary Amb. Data'!H155,'4. Summary Amb. Data'!K155))","v":"*"},{"$f":"IF($F153=\"Yes\",(($E153+$G153*($J$3-1))/$J$3),\"--\")","v":"--"},{"$f":"IF($F153=\"Yes\",($E153+$G153*($J$4-1))/$J$4,\"--\")","v":"--"},"--","--",{"$f":"IF(OR(F153=\"Data\",F153=\"--\",F153=\"No\"), \"--\",IF(OR($E153<J153,H153<J153),\"NO\",IF(B153<10,\"RPA SME\",\"YES\")))","v":"--"},"--",null,2.4,4.3E-3,0.09,4.0000000000000001E-3,null,{"$f":"(1-$J$9)^(1/B153)","v":{"$error":"#VALUE!"}},{"$f":"IF(ISNUMBER(D153),LN(D153^2+1)^0.5,\"Need CV\")","v":"Need CV"},{"$f":"EXP(NORMSINV($J$10)*U153-0.5*(U153^2))/EXP(NORMSINV(T153)*U153-0.5*(U153^2))","v":{"$error":"#VALUE!"}}]
["Chloropyrifos",{"$f":"'2. Summary Eff Data'!P157","v":"--"},{"$f":"'2. Summary Eff Data'!Q157","v":"--"},{"$f":"'2. Summary Eff Data'!T157","v":"--"},{"$f":"IF(OR(ISNUMBER(C154)=FALSE,ISNUMBER(V154)=FALSE),\"--\",C154*V154)","v":"--"},"--",{"$f":"IF('4. Summary Amb. Data'!G156=\"--\",\"*\",IF('4. Summary Amb. Data'!G156<4,'4. Summary Amb. Data'!H156,'4. Summary Amb. Data'!K156))","v":"*"},{"$f":"IF($F154=\"Yes\",(($E154+$G154*($J$3-1))/$J$3),\"--\")","v":"--"},{"$f":"IF($F154=\"Yes\",($E154+$G154*($J$4-1))/$J$4,\"--\")","v":"--"},"--","--",{"$f":"IF(OR(F154=\"Data\",F154=\"--\",F154=\"No\"), \"--\",IF(OR($E154<J154,H154<J154),\"NO\",IF(B154<10,\"RPA SME\",\"YES\")))","v":"--"},"--",null,8.3000000000000004E-2,4.1000000000000002E-2,1.0999999999999999E-2,5.5999999999999999E-3,null,{"$f":"(1-$J$9)^(1/B154)","v":{"$error":"#VALUE!"}},{"$f":"IF(ISNUMBER(D154),LN(D154^2+1)^0.5,\"Need CV\")","v":"Need CV"},{"$f":"EXP(NORMSINV($J$10)*U154-0.5*(U154^2))/EXP(NORMSINV(T154)*U154-0.5*(U154^2))","v":{"$error":"#VALUE!"}}]
["Demeton",{"$f":"'2. Summary Eff Data'!P158","v":"--"},{"$f":"'2. Summary Eff Data'!Q158","v":"--"},{"$f":"'2. Summary Eff Data'!T158","v":"--"},{"$f":"IF(OR(ISNUMBER(C155)=FALSE,ISNUMBER(V155)=FALSE),\"--\",C155*V155)","v":"--"},"--",{"$f":"IF('4. Summary Amb. Data'!G157=\"--\",\"*\",IF('4. Summary Amb. Data'!G157<4,'4. Summary Amb. Data'!H157,'4. Summary Amb. Data'!K157))","v":"*"},{"$f":"IF($F155=\"Yes\",(($E155+$G155*($J$3-1))/$J$3),\"--\")","v":"--"},{"$f":"IF($F155=\"Yes\",($E155+$G155*($J$4-1))/$J$4,\"--\")","v":"--"},"--","--",{"$f":"IF(OR(F155=\"Data\",F155=\"--\",F155=\"No\"), \"--\",IF(OR($E155<J155,H155<J155),\"NO\",IF(B155<10,\"RPA SME\",\"YES\")))","v":"--"},"--",null,"na",0.1,"na",0.1,null,{"$f":"(1-$J$9)^(1/B155)","v":{"$error":"#VALUE!"}},{"$f":"IF(ISNUMBER(D155),LN(D155^2+1)^0.5,\"Need CV\")","v":"Need CV"},{"$f":"EXP(NORMSINV($J$10)*U155-0.5*(U155^2))/EXP(NORMSINV(T155)*U155-0.5*(U155^2))","v":{"$error":"#VALUE!"}}]
["DDD 4,4'",null,null,null,null,"Yes",{"$f":"IF('4. Summary Amb. Data'!G158=\"--\",\"*\",IF('4. Summary Amb. Data'!G158<4,'4. Summary Amb. Data'!H158,'4. Summary Amb. Data'!K158))","v":"*"},"No Aquatic Water Quality Criteria"]
["DDE 4,4'",null,null,null,null,"Yes",{"$f":"IF('4. Summary Amb. Data'!G159=\"--\",\"*\",IF('4. Summary Amb. Data'!G159<4,'4. Summary Amb. Data'!H159,'4. Summary Amb. Data'!K159))","v":"*"},"No Aquatic Water Quality Criteria"]
["DDT 4,4'",{"$f":"'2. Summary Eff Data'!P161","v":"--"},{"$f":"'2. Summary Eff Data'!Q161","v":"--"},{"$f":"'2. Summary Eff Data'!T161","v":"--"},{"$f":"IF(OR(ISNUMBER(C158)=FALSE,ISNUMBER(V158)=FALSE),\"--\",C158*V158)","v":"--"},"--",{"$f":"IF('4. Summary Amb. Data'!G160=\"--\",\"*\",IF('4. Summary Amb. Data'!G160<4,'4. Summary Amb. Data'!H160,'4. Summary Amb. Data'!K160))","v":"*"},{"$f":"IF($F158=\"Yes\",(($E158+$G158*($J$3-1))/$J$3),\"--\")","v":"--"},{"$f":"IF($F158=\"Yes\",($E158+$G158*($J$4-1))/$J$4,\"--\")","v":"--"},{"$f":"IF($J$2=\"*\",\"--\",(IF($J$2=\"Yes\",(IF(O158=\"--\",\"--\",O158)),(IF($J$2=\"No\",IF(Q158=\"--\",\"--\",Q158))))))","v":"--"},"--",{"$f":"IF(OR(F158=\"Data\",F158=\"--\",F158=\"No\"), \"--\",IF(OR($E158<J158,H158<J158),\"NO\",IF(B158<10,\"RPA SME\",\"YES\")))","v":"--"},{"$f":"IF(OR($F158=\"Data\",$F158=\"--\",$F158=\"No\"), \"--\",IF(OR($E158<K158,I158<K158),\"NO\",IF(B158<10,\"RPA SME\",\"YES\")))","v":"--"},null,1.1000000000000001,1E-3,0.13,1E-3,null,{"$f":"(1-$J$9)^(1/B158)","v":{"$error":"#VALUE!"}},{"$f":"IF(ISNUMBER(D158),LN(D158^2+1)^0.5,\"Need CV\")","v":"Need CV"},{"$f":"EXP(NORMSINV($J$10)*U158-0.5*(U158^2))/EXP(NORMSINV(T158)*U158-0.5*(U158^2))","v":{"$error":"#VALUE!"}}]
["Dieldrin",{"$f":"'2. Summary Eff Data'!P162","v":"--"},{"$f":"'2. Summary Eff Data'!Q162","v":"--"},{"$f":"'2. Summary Eff Data'!T162","v":"--"},{"$f":"IF(OR(ISNUMBER(C159)=FALSE,ISNUMBER(V159)=FALSE),\"--\",C159*V159)","v":"--"},"--",{"$f":"IF('4. Summary Amb. Data'!G161=\"--\",\"*\",IF('4. Summary Amb. Data'!G161<4,'4. Summary Amb. Data'!H161,'4. Summary Amb. Data'!K161))","v":"*"},{"$f":"IF($F159=\"Yes\",(($E159+$G159*($J$3-1))/$J$3),\"--\")","v":"--"},{"$f":"IF($F159=\"Yes\",($E159+$G159*($J$4-1))/$J$4,\"--\")","v":"--"},"--","--",{"$f":"IF(OR(F159=\"Data\",F159=\"--\",F159=\"No\"), \"--\",IF(OR($E159<J159,H159<J159),\"NO\",IF(B159<10,\"RPA SME\",\"YES\")))","v":"--"},"--",null,0.24,5.6000000000000001E-2,0.71,1.9E-3,null,{"$f":"(1-$J$9)^(1/B159)","v":{"$error":"#VALUE!"}},{"$f":"IF(ISNUMBER(D159),LN(D159^2+1)^0.5,\"Need CV\")","v":"Need CV"},{"$f":"EXP(NORMSINV($J$10)*U159-0.5*(U159^2))/EXP(NORMSINV(T159)*U159-0.5*(U159^2))","v":{"$error":"#VALUE!"}}]
["Endosulfan alpha",{"$f":"'2. Summary Eff Data'!P163","v":"--"},{"$f":"'2. Summary Eff Data'!Q163","v":"--"},{"$f":"'2. Summary Eff Data'!T163","v":"--"},{"$f":"IF(OR(ISNUMBER(C160)=FALSE,ISNUMBER(V160)=FALSE),\"--\",C160*V160)","v":"--"},"--",{"$f":"IF('4. Summary Amb. Data'!G162=\"--\",\"*\",IF('4. Summary Amb. Data'!G162<4,'4. Summary Amb. Data'!H162,'4. Summary Amb. Data'!K162))","v":"*"},{"$f":"IF($F160=\"Yes\",(($E160+$G160*($J$3-1))/$J$3),\"--\")","v":"--"},{"$f":"IF($F160=\"Yes\",($E160+$G160*($J$4-1))/$J$4,\"--\")","v":"--"},"--","--",{"$f":"IF(OR(F160=\"Data\",F160=\"--\",F160=\"No\"), \"--\",IF(OR($E160<J160,H160<J160),\"NO\",IF(B160<10,\"RPA SME\",\"YES\")))","v":"--"},"--",null,0.22,5.6000000000000001E-2,3.4000000000000002E-2,8.6999999999999994E-3,null,{"$f":"(1-$J$9)^(1/B160)","v":{"$error":"#VALUE!"}},{"$f":"IF(ISNUMBER(D160),LN(D160^2+1)^0.5,\"Need CV\")","v":"Need CV"},{"$f":"EXP(NORMSINV($J$10)*U160-0.5*(U160^2))/EXP(NORMSINV(T160)*U160-0.5*(U160^2))","v":{"$error":"#VALUE!"}}]
["Endosulfan beta",{"$f":"'2. Summary Eff Data'!P164","v":"--"},{"$f":"'2. Summary Eff Data'!Q164","v":"--"},{"$f":"'2. Summary Eff Data'!T164","v":"--"},{"$f":"IF(OR(ISNUMBER(C161)=FALSE,ISNUMBER(V161)=FALSE),\"--\",C161*V161)","v":"--"},"--",{"$f":"IF('4. Summary Amb. Data'!G163=\"--\",\"*\",IF('4. Summary Amb. Data'!G163<4,'4. Summary Amb. Data'!H163,'4. Summary Amb. Data'!K163))","v":"*"},{"$f":"IF($F161=\"Yes\",(($E161+$G161*($J$3-1))/$J$3),\"--\")","v":"--"},{"$f":"IF($F161=\"Yes\",($E161+$G161*($J$4-1))/$J$4,\"--\")","v":"--"},"--","--",{"$f":"IF(OR(F161=\"Data\",F161=\"--\",F161=\"No\"), \"--\",IF(OR($E161<J161,H161<J161),\"NO\",IF(B161<10,\"RPA SME\",\"YES\")))","v":"--"},"--",null,0.22,5.6000000000000001E-2,3.4000000000000002E-2,8.6999999999999994E-3,null,{"$f":"(1-$J$9)^(1/B161)","v":{"$error":"#VALUE!"}},{"$f":"IF(ISNUMBER(D161),LN(D161^2+1)^0.5,\"Need CV\")","v":"Need CV"},{"$f":"EXP(NORMSINV($J$10)*U161-0.5*(U161^2))/EXP(NORMSINV(T161)*U161-0.5*(U161^2))","v":{"$error":"#VALUE!"}}]
["Endosulfan Sulfate",null,null,null,null,"Yes",{"$f":"IF('4. Summary Amb. Data'!G164=\"--\",\"*\",IF('4. Summary Amb. Data'!G164<4,'4. Summary Amb. Data'!H164,'4. Summary Amb. Data'!K164))","v":"*"},"No Aquatic Water Quality Criteria"]
["Endosulfan",{"$f":"IF(AND(B160=\"--\",B161=\"--\"),\"--\",MAX(B160:B161))","v":"--"},{"$f":"IF(AND(C160=\"--\",C161=\"--\"),\"--\",SUM(C160:C161))","v":"--"},{"$f":"IF(AND(D160=\"--\",D161=\"--\"),\"--\",MAX(D160:D161))","v":"--"},{"$f":"IF(OR(ISNUMBER(C163)=FALSE,ISNUMBER(V163)=FALSE),\"--\",C163*V163)","v":"--"},"--",{"$f":"IF('4. Summary Amb. Data'!G165=\"--\",\"*\",IF('4. Summary Amb. Data'!G165<4,'4. Summary Amb. Data'!H165,'4. Summary Amb. Data'!K165))","v":"*"},{"$f":"IF($F163=\"Yes\",(($E163+$G163*($J$3-1))/$J$3),\"--\")","v":"--"},{"$f":"IF($F163=\"Yes\",($E163+$G163*($J$4-1))/$J$4,\"--\")","v":"--"},{"$f":"IF($J$2=\"*\",\"--\",(IF($J$2=\"Yes\",(IF(O163=\"--\",\"--\",O163)),(IF($J$2=\"No\",IF(Q163=\"--\",\"--\",Q163))))))","v":"--"},{"$f":"IF($J$2=\"*\",\"--\",(IF($J$2=\"Yes\",(IF(P163=\"--\",\"--\",P163)),(IF($J$2=\"No\",IF(R163=\"--\",\"--\",R163))))))","v":"--"},{"$f":"IF(OR(F163=\"Data\",F163=\"--\",F163=\"No\"), \"--\",IF(OR($E163<J163,H163<J163),\"NO\",IF(B163<10,\"RPA SME\",\"YES\")))","v":"--"},{"$f":"IF(OR($F163=\"Data\",$F163=\"--\",$F163=\"No\"), \"--\",IF(OR($E163<K163,I163<K163),\"NO\",IF(B163<10,\"RPA SME\",\"YES\")))","v":"--"},null,0.22,5.6000000000000001E-2,3.4000000000000002E-2,8.6999999999999994E-3,null,{"$f":"(1-$J$9)^(1/B163)","v":{"$error":"#VALUE!"}},{"$f":"IF(ISNUMBER(D163),LN(D163^2+1)^0.5,\"Need CV\")","v":"Need CV"},{"$f":"EXP(NORMSINV($J$10)*U163-0.5*(U163^2))/EXP(NORMSINV(T163)*U163-0.5*(U163^2))","v":{"$error":"#VALUE!"}}]
["Endrin",{"$f":"'2. Summary Eff Data'!P167","v":"--"},{"$f":"'2. Summary Eff Data'!Q167","v":"--"},{"$f":"'2. Summary Eff Data'!T167","v":"--"},{"$f":"IF(OR(ISNUMBER(C164)=FALSE,ISNUMBER(V164)=FALSE),\"--\",C164*V164)","v":"--"},"--",{"$f":"IF('4. Summary Amb. Data'!G166=\"--\",\"*\",IF('4. Summary Amb. Data'!G166<4,'4. Summary Amb. Data'!H166,'4. Summary Amb. Data'!K166))","v":"*"},{"$f":"IF($F164=\"Yes\",(($E164+$G164*($J$3-1))/$J$3),\"--\")","v":"--"},{"$f":"IF($F164=\"Yes\",($E164+$G164*($J$4-1))/$J$4,\"--\")","v":"--"},{"$f":"IF($J$2=\"*\",\"--\",(IF($J$2=\"Yes\",(IF(O164=\"--\",\"--\",O164)),(IF($J$2=\"No\",IF(Q164=\"--\",\"--\",Q164))))))","v":"--"},{"$f":"IF($J$2=\"*\",\"--\",(IF($J$2=\"Yes\",(IF(P164=\"--\",\"--\",P164)),(IF($J$2=\"No\",IF(R164=\"--\",\"--\",R164))))))","v":"--"},{"$f":"IF(OR(F164=\"Data\",F164=\"--\",F164=\"No\"), \"--\",IF(OR($E164<J164,H164<J164),\"NO\",IF(B164<10,\"RPA SME\",\"YES\")))","v":"--"},"--",null,8.5999999999999993E-2,3.5999999999999997E-2,3.6999999999999998E-2,2.3E-3,null,{"$f":"(1-$J$9)^(1/B164)","v":{"$error":"#VALUE!"}},{"$f":"IF(ISNUMBER(D164),LN(D164^2+1)^0.5,\"Need CV\")","v":"Need CV"},{"$f":"EXP(NORMSINV($J$10)*U164-0.5*(U164^2))/EXP(NORMSINV(T164)*U164-0.5*(U164^2))","v":{"$error":"#VALUE!"}}]
["Endrin Aldehyde",null,null,null,null,"Yes",{"$f":"IF('4. Summary Amb. Data'!G167=\"--\",\"*\",IF('4. Summary Amb. Data'!G167<4,'4. Summary Amb. Data'!H167,'4. Summary Amb. Data'!K167))","v":"*"},"No Aquatic Water Quality Criteria"]
["Guthion",{"$f":"'2. Summary Eff Data'!P169","v":"--"},{"$f":"'2. Summary Eff Data'!Q169","v":"--"},{"$f":"'2. Summary Eff Data'!T169","v":"--"},{"$f":"IF(OR(ISNUMBER(C166)=FALSE,ISNUMBER(V166)=FALSE),\"--\",C166*V166)","v":"--"},"--",{"$f":"IF('4. Summary Amb. Data'!G168=\"--\",\"*\",IF('4. Summary Amb. Data'!G168<4,'4. Summary Amb. Data'!H168,'4. Summary Amb. Data'!K168))","v":"*"},{"$f":"IF($F166=\"Yes\",(($E166+$G166*($J$3-1))/$J$3),\"--\")","v":"--"},{"$f":"IF($F166=\"Yes\",($E166+$G166*($J$4-1))/$J$4,\"--\")","v":"--"},{"$f":"IF($J$2=\"*\",\"--\",(IF($J$2=\"Yes\",(IF(O166=\"--\",\"--\",O166)),(IF($J$2=\"No\",IF(Q166=\"--\",\"--\",Q166))))))","v":"--"},{"$f":"IF($J$2=\"*\",\"--\",(IF($J$2=\"Yes\",(IF(P166=\"--\",\"--\",P166)),(IF($J$2=\"No\",IF(R166=\"--\",\"--\",R166))))))","v":"--"},{"$f":"IF(OR(F166=\"Data\",F166=\"--\",F166=\"No\"), \"--\",IF(OR($E166<J166,H166<J166),\"NO\",IF(B166<10,\"RPA SME\",\"YES\")))","v":"--"},{"$f":"IF(OR($F166=\"Data\",$F166=\"--\",$F166=\"No\"), \"--\",IF(OR($E166<K166,I166<K166),\"NO\",IF(B166<10,\"RPA SME\",\"YES\")))","v":"--"},null,"na",0.01,"na",0.01,null,{"$f":"(1-$J$9)^(1/B166)","v":{"$error":"#VALUE!"}},{"$f":"IF(ISNUMBER(D166),LN(D166^2+1)^0.5,\"Need CV\")","v":"Need CV"},{"$f":"EXP(NORMSINV($J$10)*U166-0.5*(U166^2))/EXP(NORMSINV(T166)*U166-0.5*(U166^2))","v":{"$error":"#VALUE!"}}]
["Heptachlor",{"$f":"'2. Summary Eff Data'!P170","v":"--"},{"$f":"'2. Summary Eff Data'!Q170","v":"--"},{"$f":"'2. Summary Eff Data'!T170","v":"--"},"--","--",{"$f":"IF('4. Summary Amb. Data'!G169=\"--\",\"*\",IF('4. Summary Amb. Data'!G169<4,'4. Summary Amb. Data'!H169,'4. Summary Amb. Data'!K169))","v":"*"},"--","--","--","--",{"$f":"IF(OR(F167=\"Data\",F167=\"--\",F167=\"No\"), \"--\",IF(OR($E167<J167,H167<J167),\"NO\",IF(B167<10,\"RPA SME\",\"YES\")))","v":"--"},"--",null,0.52,3.8E-3,5.2999999999999999E-2,3.5999999999999999E-3,null,{"$error":"#VALUE!"},"Need CV",{"$error":"#VALUE!"}]
["Heptachlor Epoxide",{"$f":"'2. Summary Eff Data'!P171","v":"--"},{"$f":"'2. Summary Eff Data'!Q171","v":"--"},{"$f":"'2. Summary Eff Data'!T171","v":"--"},"--","--",{"$f":"IF('4. Summary Amb. Data'!G170=\"--\",\"*\",IF('4. Summary Amb. Data'!G170<4,'4. Summary Amb. Data'!H170,'4. Summary Amb. Data'!K170))","v":"*"},"--","--","--","--","--","--",null,0.52,3.8E-3,5.2999999999999999E-2,3.5999999999999999E-3,null,{"$error":"#VALUE!"},"Need CV",{"$error":"#VALUE!"}]
["Malathion",{"$f":"'2. Summary Eff Data'!P172","v":"--"},{"$f":"'2. Summary Eff Data'!Q172","v":"--"},{"$f":"'2. Summary Eff Data'!T172","v":"--"},"--","--",{"$f":"IF('4. Summary Amb. Data'!G171=\"--\",\"*\",IF('4. Summary Amb. Data'!G171<4,'4. Summary Amb. Data'!H171,'4. Summary Amb. Data'!K171))","v":"*"},"--","--","--","--","--","--",null,"na",0.1,"na",0.1,null,{"$error":"#VALUE!"},"Need CV",{"$error":"#VALUE!"}]
["Methoxychlor",{"$f":"'2. Summary Eff Data'!P173","v":"--"},{"$f":"'2. Summary Eff Data'!Q173","v":"--"},{"$f":"'2. Summary Eff Data'!T173","v":"--"},"--","--",{"$f":"IF('4. Summary Amb. Data'!G172=\"--\",\"*\",IF('4. Summary Amb. Data'!G172<4,'4. Summary Amb. Data'!H172,'4. Summary Amb. Data'!K172))","v":"*"},"--","--","--","--","--","--",null,"na",0.03,"na",0.03,null,{"$error":"#VALUE!"},"Need CV",{"$error":"#VALUE!"}]
["Mirex",{"$f":"'2. Summary Eff Data'!P174","v":"--"},{"$f":"'2. Summary Eff Data'!Q174","v":"--"},{"$f":"'2. Summary Eff Data'!T174","v":"--"},"--","--",{"$f":"IF('4. Summary Amb. Data'!G173=\"--\",\"*\",IF('4. Summary Amb. Data'!G173<4,'4. Summary Amb. Data'!H173,'4. Summary Amb. Data'!K173))","v":"*"},"--","--","--","--","--","--",null,"na",1E-3,"na",1E-3,null,{"$error":"#VALUE!"},"Need CV",{"$error":"#VALUE!"}]
["Parathion",{"$f":"'2. Summary Eff Data'!P175","v":"--"},{"$f":"'2. Summary Eff Data'!Q175","v":"--"},{"$f":"'2. Summary Eff Data'!T175","v":"--"},"--","--",{"$f":"IF('4. Summary Amb. Data'!G174=\"--\",\"*\",IF('4. Summary Amb. Data'!G174<4,'4. Summary Amb. Data'!H174,'4. Summary Amb. Data'!K174))","v":"*"},"--","--","--","--","--","--",null,6.5000000000000002E-2,1.2999999999999999E-2,"na","na",null,{"$error":"#VALUE!"},"Need CV",{"$error":"#VALUE!"}]
["Toxaphene",{"$f":"'2. Summary Eff Data'!P176","v":"--"},{"$f":"'2. Summary Eff Data'!Q176","v":"--"},{"$f":"'2. Summary Eff Data'!T176","v":"--"},"--","--",{"$f":"IF('4. Summary Amb. Data'!G175=\"--\",\"*\",IF('4. Summary Amb. Data'!G175<4,'4. Summary Amb. Data'!H175,'4. Summary Amb. Data'!K175))","v":"*"},"--","--","--","--","--","--",null,0.73,2.0000000000000001E-4,0.21,2.0000000000000001E-4,null,{"$error":"#VALUE!"},"Need CV",{"$error":"#VALUE!"}]
["Total PCBs (Sum of PCB Aroclors)",{"$f":"IF(AND(B175=\"--\",B176=\"--\",B177=\"--\",B178=\"--\",B179=\"--\",B180=\"--\",B181=\"--\"),\"--\",MAX(B175:B181))","v":"--"},{"$f":"IF(AND(B175=\"--\",B176=\"--\",B177=\"--\",B178=\"--\",B179=\"--\",B180=\"--\",B181=\"--\"),\"--\",MAX(C175:C181))","v":"--"},{"$f":"IF(AND(B175=\"--\",B176=\"--\",B177=\"--\",B178=\"--\",B179=\"--\",B180=\"--\",B181=\"--\"),\"--\",MAX(D175:D181))","v":"--"},"--","--",{"$f":"IF('4. Summary Amb. Data'!G176=\"--\",\"*\",IF('4. Summary Amb. Data'!G176<4,'4. Summary Amb. Data'!H176,'4. Summary Amb. Data'!K176))","v":"*"},"--","--","--","--","--","--",null,2,1.4E-2,10,0.03,null,{"$error":"#VALUE!"},"Need CV",{"$error":"#VALUE!"}]
["PCB- Aroclor 1016",{"$f":"'2. Summary Eff Data'!P178","v":"--"},{"$f":"'2. Summary Eff Data'!Q178","v":"--"},{"$f":"'2. Summary Eff Data'!T178","v":"--"},"--",null,null,null,null,null,null,null,null,null,null,null,null,null,null,{"$error":"#VALUE!"},"Need CV",{"$f":"MAX(ROUND(EXP(NORMSINV($J$10)*U175-0.5*(U175^2))/EXP(NORMSINV(T175)*U175-0.5*(U175^2)),1),1)","v":{"$error":"#VALUE!"}}]
["PCB- Aroclor 1221",{"$f":"'2. Summary Eff Data'!P179","v":"--"},{"$f":"'2. Summary Eff Data'!Q179","v":"--"},{"$f":"'2. Summary Eff Data'!T179","v":"--"},"--",null,null,null,null,null,null,null,null,null,null,null,null,null,null,{"$error":"#VALUE!"},"Need CV",{"$error":"#VALUE!"}]
["PCB- Aroclor 1232",{"$f":"'2. Summary Eff Data'!P180","v":"--"},{"$f":"'2. Summary Eff Data'!Q180","v":"--"},{"$f":"'2. Summary Eff Data'!T180","v":"--"},"--",null,null,null,null,null,null,null,null,null,null,null,null,null,null,{"$error":"#VALUE!"},"Need CV",{"$error":"#VALUE!"}]
["PCB- Aroclor 1242",{"$f":"'2. Summary Eff Data'!P181","v":"--"},{"$f":"'2. Summary Eff Data'!Q181","v":"--"},{"$f":"'2. Summary Eff Data'!T181","v":"--"},"--",null,null,null,null,null,null,null,null,null,null,null,null,null,null,{"$error":"#VALUE!"},"Need CV",{"$error":"#VALUE!"}]
["PCB- Aroclor 1248",{"$f":"'2. Summary Eff Data'!P182","v":"--"},{"$f":"'2. Summary Eff Data'!Q182","v":"--"},{"$f":"'2. Summary Eff Data'!T182","v":"--"},"--",null,null,null,null,null,null,null,null,null,null,null,null,null,null,{"$error":"#VALUE!"},"Need CV",{"$error":"#VALUE!"}]
["PCB- Aroclor 1254",{"$f":"'2. Summary Eff Data'!P183","v":"--"},{"$f":"'2. Summary Eff Data'!Q183","v":"--"},{"$f":"'2. Summary Eff Data'!T183","v":"--"},"--",null,null,null,null,null,null,null,null,null,null,null,null,null,null,{"$error":"#VALUE!"},"Need CV",{"$error":"#VALUE!"}]
["PCB- Aroclor 1260",{"$f":"'2. Summary Eff Data'!P184","v":"--"},{"$f":"'2. Summary Eff Data'!Q184","v":"--"},{"$f":"'2. Summary Eff Data'!T184","v":"--"},"--",null,null,null,null,null,null,null,null,null,null,null,null,null,null,{"$error":"#VALUE!"},"Need CV",{"$error":"#VALUE!"}]
["Table3:  Other parameters with state water quality criteria"]
["Barium (total recoverable)",null,null,null,null,null,null,"No Aquatic Water Quality Criteria"]
["Manganese (total recoverable)",null,null,null,null,null,null,"No Aquatic Water Quality Criteria"]
["Hydrogen Sulfide (dissolved as S)",{"$f":"'2. Summary Eff Data'!P188","v":"--"},{"$f":"'2. Summary Eff Data'!Q188","v":"--"},{"$f":"'2. Summary Eff Data'!T188","v":"--"},{"$f":"IF(OR(ISNUMBER(C185)=FALSE,ISNUMBER(V185)=FALSE),\"--\",C185*V185)","v":"--"},{"$f":"IF(OR(B185=\"--\", C185=\"--\"),\"--\",IF(AND(J185=\"--\",K185=\"--\"),\"WQ Crit.\",IF(OR(E185>=J185, E185>=K185),\"Yes\",\"No\")))","v":"--"},{"$f":"IF('4. Summary Amb. Data'!G187=\"--\",\"*\",IF('4. Summary Amb. Data'!G187<4,'4. Summary Amb. Data'!H187,'4. Summary Amb. Data'!K187))","v":"*"},{"$f":"IF($F185=\"Yes\",(($E185+$G185*($J$3-1))/$J$3),\"--\")","v":"--"},{"$f":"IF($F185=\"Yes\",($E185+$G185*($J$4-1))/$J$4,\"--\")","v":"--"},{"$f":"IF($J$2=\"*\",\"--\",(IF($J$2=\"Yes\",(IF(O185=\"--\",\"--\",O185)),(IF($J$2=\"No\",IF(Q185=\"--\",\"--\",Q185))))))","v":"--"},{"$f":"IF($J$2=\"*\",\"--\",(IF($J$2=\"Yes\",(IF(P185=\"--\",\"--\",P185)),(IF($J$2=\"No\",IF(R185=\"--\",\"--\",R185))))))","v":"--"},{"$f":"IF(OR(F185=\"Data\",F185=\"--\",F185=\"No\"), \"--\",IF(OR($E185<J185,H185<J185),\"NO\",IF(B185<10,\"RPA SME\",\"YES\")))","v":"--"},{"$f":"IF(OR($F185=\"Data\",$F185=\"--\",$F185=\"No\"), \"--\",IF(OR($E185<K185,I185<K185),\"NO\",IF(B185<10,\"RPA SME\",\"YES\")))","v":"--"},null,"na",2,"na",2,null,{"$f":"(1-$J$9)^(1/B185)","v":{"$error":"#VALUE!"}},{"$f":"IF(ISNUMBER(D185),LN(D185^2+1)^0.5,\"Need CV\")","v":"Need CV"},{"$f":"EXP(NORMSINV($J$10)*U185-0.5*(U185^2))/EXP(NORMSINV(T185)*U185-0.5*(U185^2))","v":{"$error":"#VALUE!"}}]
["2,4,5-TP [2-(2,4,5-Trichloro- phenoxy) propanoic acid]d",null,null,null,null,"Yes",{"$f":"IF('4. Summary Amb. Data'!G188=\"--\",\"*\",IF('4. Summary Amb. Data'!G188<4,'4. Summary Amb. Data'!H188,'4. Summary Amb. Data'!K188))","v":"*"},"No Aquatic Water Quality Criteria"]
["2,4-D (2,4-Dichlorophenoxy) acetic acid)",null,null,null,null,"Yes",{"$f":"IF('4. Summary Amb. Data'!G189=\"--\",\"*\",IF('4. Summary Amb. Data'!G189<4,'4. Summary Amb. Data'!H189,'4. Summary Amb. Data'!K189))","v":"*"},"No Aquatic Water Quality Criteria"]
["Dioxin 2,3,7,8-TCDD",null,null,null,null,"Yes",{"$f":"IF('4. Summary Amb. Data'!G190=\"--\",\"*\",IF('4. Summary Amb. Data'!G190<4,'4. Summary Amb. Data'!H190,'4. Summary Amb. Data'!K190))","v":"*"},"No Aquatic Water Quality Criteria"]
["Nitrosamines",null,null,null,null,"Yes",{"$f":"IF('4. Summary Amb. Data'!G191=\"--\",\"*\",IF('4. Summary Amb. Data'!G191<4,'4. Summary Amb. Data'!H191,'4. Summary Amb. Data'!K191))","v":"*"},"No Aquatic Water Quality Criteria"]
["N-Nitrosodibutylamine",null,null,null,null,"Yes",{"$f":"IF('4. Summary Amb. Data'!G192=\"--\",\"*\",IF('4. Summary Amb. Data'!G192<4,'4. Summary Amb. Data'!H192,'4. Summary Amb. Data'!K192))","v":"*"},"No Aquatic Water Quality Criteria"]
["N-Nitrosodiethylamine",null,null,null,null,"Yes",{"$f":"IF('4. Summary Amb. Data'!G193=\"--\",\"*\",IF('4. Summary Amb. Data'!G193<4,'4. Summary Amb. Data'!H193,'4. Summary Amb. Data'!K193))","v":"*"},"No Aquatic Water Quality Criteria"]
["N-Nitrosopyrrolidine",null,null,null,null,"Yes",{"$f":"IF('4. Summary Amb. Data'!G194=\"--\",\"*\",IF('4. Summary Amb. Data'!G194<4,'4. Summary Amb. Data'!H194,'4. Summary Amb. Data'!K194))","v":"*"},"No Aquatic Water Quality Criteria"]
["Phosphorus, Elemental",{"$f":"'2. Summary Eff Data'!P196","v":"--"},{"$f":"'2. Summary Eff Data'!Q196","v":"--"},{"$f":"'2. Summary Eff Data'!T196","v":"--"},{"$f":"IF(OR(ISNUMBER(C193)=FALSE,ISNUMBER(V193)=FALSE),\"--\",C193*V193)","v":"--"},"--",{"$f":"IF('4. Summary Amb. Data'!G195=\"--\",\"*\",IF('4. Summary Amb. Data'!G195<4,'4. Summary Amb. Data'!H195,'4. Summary Amb. Data'!K195))","v":"*"},{"$f":"IF($F193=\"Yes\",(($E193+$G193*($J$3-1))/$J$3),\"--\")","v":"--"},{"$f":"IF($F193=\"Yes\",($E193+$G193*($J$4-1))/$J$4,\"--\")","v":"--"},{"$f":"IF($J$2=\"*\",\"--\",(IF($J$2=\"Yes\",(IF(O193=\"--\",\"--\",O193)),(IF($J$2=\"No\",IF(Q193=\"--\",\"--\",Q193))))))","v":"--"},{"$f":"IF($J$2=\"*\",\"--\",(IF($J$2=\"Yes\",(IF(P193=\"--\",\"--\",P193)),(IF($J$2=\"No\",IF(R193=\"--\",\"--\",R193))))))","v":"--"},{"$f":"IF(OR(F193=\"Data\",F193=\"--\",F193=\"No\"), \"--\",IF(OR($E193<J193,H193<J193),\"NO\",IF(B193<10,\"RPA SME\",\"YES\")))","v":"--"},{"$f":"IF(OR($F193=\"Data\",$F193=\"--\",$F193=\"No\"), \"--\",IF(OR($E193<K193,I193<K193),\"NO\",IF(B193<10,\"RPA SME\",\"YES\")))","v":"--"},null,"na","na","na",0.1,null,{"$f":"(1-$J$9)^(1/B193)","v":{"$error":"#VALUE!"}},{"$f":"IF(ISNUMBER(D193),LN(D193^2+1)^0.5,\"Need CV\")","v":"Need CV"},{"$f":"EXP(NORMSINV($J$10)*U193-0.5*(U193^2))/EXP(NORMSINV(T193)*U193-0.5*(U193^2))","v":{"$error":"#VALUE!"}}]
["tributyltin (TBT)",{"$f":"'2. Summary Eff Data'!P197","v":"--"},{"$f":"'2. Summary Eff Data'!Q197","v":"--"},{"$f":"'2. Summary Eff Data'!T197","v":"--"},{"$f":"IF(OR(ISNUMBER(C194)=FALSE,ISNUMBER(V194)=FALSE),\"--\",C194*V194)","v":"--"},"--",{"$f":"IF('4. Summary Amb. Data'!G196=\"--\",\"*\",IF('4. Summary Amb. Data'!G196<4,'4. Summary Amb. Data'!H196,'4. Summary Amb. Data'!K196))","v":"*"},{"$f":"IF($F194=\"Yes\",(($E194+$G194*($J$3-1))/$J$3),\"--\")","v":"--"},{"$f":"IF($F194=\"Yes\",($E194+$G194*($J$4-1))/$J$4,\"--\")","v":"--"},{"$f":"IF($J$2=\"*\",\"--\",(IF($J$2=\"Yes\",(IF(O194=\"--\",\"--\",O194)),(IF($J$2=\"No\",IF(Q194=\"--\",\"--\",Q194))))))","v":"--"},{"$f":"IF($J$2=\"*\",\"--\",(IF($J$2=\"Yes\",(IF(P194=\"--\",\"--\",P194)),(IF($J$2=\"No\",IF(R194=\"--\",\"--\",R194))))))","v":"--"},"--","--",null,0.46,6.3E-2,0.37,0.01,null,{"$f":"(1-$J$9)^(1/B194)","v":{"$error":"#VALUE!"}},{"$f":"IF(ISNUMBER(D194),LN(D194^2+1)^0.5,\"Need CV\")","v":"Need CV"},{"$f":"EXP(NORMSINV($J$10)*U194-0.5*(U194^2))/EXP(NORMSINV(T194)*U194-0.5*(U194^2))","v":{"$error":"#VALUE!"}}]

{"sheet":"6.  Aquatic Toxicity Limits","index":6,"n_rows":194,"n_cols":34,"rows_kept":194,"cut":false,"hidden":false,"merged":[[9,1,10,2],[3,3,5,5],[13,8,13,9],[5,1,5,2],[1,1,1,2],[2,1,2,2],[3,1,3,2],[4,1,4,2],[13,10,13,11],[13,3,13,4],[2,6,2,8],[0,0,0,9],[26,35,30,54],[13,12,13,13],[13,30,13,33],[14,30,14,31],[14,32,14,33],[13,22,13,28],[13,15,13,16],[13,18,13,20],[14,0,15,0],[14,1,14,2],[1,3,2,5],[6,0,7,2]]}
["Facility Information"]
["Facility Name:",{"$f":"'2. Summary Eff Data'!B3","v":0},null,"Dilution Values (Autofills from previous page)",null,null,"Acute Aquatic Life",null,null,{"$f":"'5.  Aquatic Toxicity RP'!$J$3","v":"*"}]
["Permit Number:",{"$f":"'2. Summary Eff Data'!B4","v":0},null,null,null,null,"Chronic Aquatic Life",null,null,{"$f":"'5.  Aquatic Toxicity RP'!$J$4","v":"*"}]
["Prepared By: ",{"$f":"'2. Summary Eff Data'!B5","v":0},null,"6. Probability basis for WLA Multipliers and Effluent Limits",null,null,"Probability Basis ",null,"%",0.99]
["Outfall Number:",{"$f":"'2. Summary Eff Data'!B6","v":0},null,null,null,null,"Confidence Level ",null,"%",0.95]
["Preparation Date:",{"$f":"'2. Summary Eff Data'!B7","v":0},null,null,null,null,"Confidence Level ",null,"%",0.99]
["RPA Run Notes:",null,null,"Instructions"]
[null,null,null,"For each paramater where RP is indicated in RP Status column (B and C), enter the number of  monthly compliance monitoring events in the \"Compliance Monitoring Req.\" column (H) to calculate limits. Note that 4 is the standard for compliance monitoring events. "]
["Color Key:","\"*\" = Enter data",null,"The calculated Effluent limit is compared to the Quantitation Limit, and if lower, a compliance limit is reported in the Compliance Limit column (Columns K and L)"]
["Intermediate Calc.s","\"--\" = Will calculate",null,"Metals with dissolved criteria are required to have limits expressed as Total Recoverable. Columns M and N contain the Total Recoverable Limits. "]
["Calculation Results",null,null,"The default metal translation factors (columns AF through AI) are taken from Table 30 Endnote F. If a site specific translation factor has been developed then that may be substituted within columns AF through AI."]
[]
[]
[null,null,null,"WQ Criteria",null,null,null,null,"Calc'd Effluent Limits",null,"Compliance Limit",null,"Total Metals Limits",null,null,"WLAs",null,null,"LTAs",null,null,null,"Calculations",null,null,null,null,null,null,null,"Metal Translation Factors"]
["Pollutant Parameter","RP Status",null,"WQ Crit: 1 Hour (CMC)","WQ Crit: 4 Day (CCC)","Ambient Conc.","CV","Compliance Monitoring ","Monthly (AML ug/l)","Max Daily (MDL ug/l)","Monthly (AML ug/l)","Max Daily (MDL ug/l)","Monthly (AML ug/l)","Max Daily (MDL ug/l)",null,"WLA: Acute","WLA: Chronic",null,"Acute LTA","Chronic LTA","Min. LTA",null,"Sigma","Sigma 4","Sigma N","Acute","Chronic","AML","MDL",null,"Freshwater",null,"Saltwater"]
[null,"Acute","Chronic","(µg/l)","(µg/l)","(µg/l)","(µg/l)","#/Month",{"$f":"J5","v":0.95},{"$f":"J6","v":0.99},null,null,null,null,null,"(µg/l)","(µg/l)",null,"(µg/l)","(µg/l)","(µg/l)",null,null,null,"σn","WLA","WLA","LTA","LTA",null,"Acute","Chronic","Acute ","Chronic"]
["Table 1  Effluent Parameters for all POTWs w/a Flow > 0.1 MGD"]
["Nitrates-Nitrite"]
["Table 2  Effluent Parameters for Selected POTWs"]
["Hardness (Total as CaCO3)"]
["Table 2:  Metals (total recoverable), cyanide and total phenols"]
["Antimony (total recoverable)"]
["Arsenic (total recoverable)"]
["Arsenic (total inorganic)"]
["Arsenic (dissolved inorganic)",{"$f":"IF('5.  Aquatic Toxicity RP'!$L26=\"yes\",\"Yes\",\"--\")","v":"--"},{"$f":"IF('5.  Aquatic Toxicity RP'!M26=\"yes\",\"Yes\",\"--\")","v":"--"},{"$f":"IF(B25=\"yes\",'5.  Aquatic Toxicity RP'!J26,\"--\")","v":"--"},{"$f":"IF(C25=\"yes\",'5.  Aquatic Toxicity RP'!K26,\"--\")","v":"--"},{"$f":"IF(OR(B25=\"yes\",C25=\"yes\")=FALSE,\"--\",'5.  Aquatic Toxicity RP'!G26)","v":"--"},{"$f":"IF(OR($B25=\"yes\",$C25=\"yes\")=FALSE,\"--\",'5.  Aquatic Toxicity RP'!D26)","v":"--"},"*",{"$f":"IF(OR($F25=\"--\",$G25=\"--\",$H25=\"*\"),\"--\",$U25*EXP(NORMSINV(I$16)*Y25-0.5*Y25^2))","v":"--"},{"$f":"IF(OR($F25=\"--\",$G25=\"--\",$H25=\"*\"),\"--\",$U25*EXP(NORMSINV(J$16)*W25-0.5*W25^2))","v":"--"},{"$f":"IF(I25=\"--\",\"--\", IF($I25<'2. Summary Eff Data'!C29,'2. Summary Eff Data'!C29, \"N/A\"))","v":"--"},{"$f":"IF(J25=\"--\",\"--\", IF($J25<'2. Summary Eff Data'!C29,'2. Summary Eff Data'!C29, \"N/A\"))","v":"--"},{"$f":"IF(OR($F25=\"--\",$G25=\"--\",$H25=\"*\"),\"--\",IF('5.  Aquatic Toxicity RP'!J2=\"Yes\",I25/AF25,I25/AH25))","v":"--"},{"$f":"IF(OR($F25=\"--\",$G25=\"--\",$H25=\"*\"),\"--\",IF('5.  Aquatic Toxicity RP'!J2=\"Yes\",J25/AE25,J25/AG25))","v":"--"},null,{"$f":"IF(D25=\"--\",\"--\",IF($F25>D25,D25,$J$2*(D25-$F25)+$F25))","v":"--"},{"$f":"IF(E25=\"--\",\"--\",IF($F25>E25,E25,$J$3*(E25-$F25)+$F25))","v":"--"},null,{"$f":"IF(AND(ISNUMBER(D25)=FALSE,ISNUMBER(E25)=TRUE,D25<>\"data\"),\"    n/a\",IF(AND(D25=\"--\",E25=\"--\"),\"--\",IF(F25=\"--\",\"--\",P25*EXP(0.5*W25^2-NORMSINV($J$4)*W25))))","v":"--"},{"$f":"IF(AND(ISNUMBER(E25)=FALSE,ISNUMBER(D25)=TRUE,E25<>\"data\"),\"n/a\",IF(AND($D25=\"--\",$E25=\"--\"),\"--\",IF($F25=\"--\",\"--\",Q25*EXP(0.5*X25^2-NORMSINV($J$4)*X25))))","v":"--"},{"$f":"IF(AND(F25=\"*\",D25=\"*\",E25=\"*\"),\"*\",IF(ISNUMBER(S25)=FALSE,T25,IF(ISNUMBER(T25)=FALSE,S25,MIN(VALUE(S25),VALUE(T25)))))","v":"--"},null,{"$f":"IF(G25=\"--\",\"--\",SQRT(LN(G25^2+1)))","v":"--"},{"$f":"IF(G25=\"--\",\"--\",SQRT(LN(G25^2/4+1)))","v":"--"},{"$f":"IF(G25=\"--\",\"--\",IF(H25<2,SQRT(LN(G25^2/2+1)),SQRT(LN(G25^2/H25+1))))","v":"--"},{"$f":"IF(W25=\"--\",\"--\",EXP(0.5*W25^2-NORMSINV($J$4)*W25))","v":"--"},{"$f":"IF(X25=\"--\",\"--\",EXP(0.5*X25^2-NORMSINV($J$4)*X25))","v":"--"},{"$f":"IF(Y25=\"--\",\"--\",EXP(NORMSINV($J$5)*Y25-0.5*Y25^2))","v":"--"},{"$f":"IF(W25=\"--\",\"--\",EXP(NORMSINV(J$6)*$W25-0.5*$W25^2))","v":"--"},null,1,1,1,1]
["Beryllium (total recoverable)",null,null,null,null,null,null,null,null,null,null,null,{"$f":"IF(OR($F26=\"--\",$G26=\"--\",$H26=\"*\"),\"--\",IF('5.  Aquatic Toxicity RP'!J3=\"Yes\",I26/AF26,I26/AH26))","v":{"$error":"#DIV/0!"}},{"$f":"IF(OR($F26=\"--\",$G26=\"--\",$H26=\"*\"),\"--\",IF('5.  Aquatic Toxicity RP'!J3=\"Yes\",J26/AE26,J26/AG26))","v":{"$error":"#DIV/0!"}},null,{"$error":"#VALUE!"},{"$error":"#VALUE!"}]
["Cadmium (total recoverable)",{"$f":"IF('5.  Aquatic Toxicity RP'!$L28=\"yes\",\"Yes\",\"--\")","v":"--"},{"$f":"IF('5.  Aquatic Toxicity RP'!M28=\"yes\",\"Yes\",\"--\")","v":"--"},{"$f":"IF(B27=\"yes\",'5.  Aquatic Toxicity RP'!J28,\"--\")","v":"--"},{"$f":"IF(C27=\"yes\",'5.  Aquatic Toxicity RP'!K28,\"--\")","v":"--"},{"$f":"IF(OR(B27=\"yes\",C27=\"yes\")=FALSE,\"--\",'5.  Aquatic Toxicity RP'!G28)","v":"--"},{"$f":"IF(OR($B27=\"yes\",$C27=\"yes\")=FALSE,\"--\",'5.  Aquatic Toxicity RP'!D28)","v":"--"},"*",{"$f":"IF(OR($F27=\"--\",$G27=\"--\",$H27=\"*\"),\"--\",$U27*EXP(NORMSINV(I$16)*Y27-0.5*Y27^2))","v":"--"},{"$f":"IF(OR($F27=\"--\",$G27=\"--\",$H27=\"*\"),\"--\",$U27*EXP(NORMSINV(J$16)*W27-0.5*W27^2))","v":"--"},{"$f":"IF(I27=\"--\",\"--\", IF($I27<'2. Summary Eff Data'!C31,'2. Summary Eff Data'!C31, \"N/A\"))","v":"--"},{"$f":"IF(J27=\"--\",\"--\", IF($J27<'2. Summary Eff Data'!C31,'2. Summary Eff Data'!C31, \"N/A\"))","v":"--"},null,null,null,"--","--",null,{"$f":"IF(AND(ISNUMBER(D27)=FALSE,ISNUMBER(E27)=TRUE,D27<>\"data\"),\"    n/a\",IF(AND(D27=\"--\",E27=\"--\"),\"--\",IF(F27=\"--\",\"--\",P27*EXP(0.5*W27^2-NORMSINV($J$4)*W27))))","v":"--"},{"$f":"IF(AND(ISNUMBER(E27)=FALSE,ISNUMBER(D27)=TRUE,E27<>\"data\"),\"n/a\",IF(AND($D27=\"--\",$E27=\"--\"),\"--\",IF($F27=\"--\",\"--\",Q27*EXP(0.5*X27^2-NORMSINV($J$4)*X27))))","v":"--"},"--",null,"--","--","--",{"$f":"IF(W27=\"--\",\"--\",EXP(0.5*W27^2-NORMSINV($J$4)*W27))","v":"--"},{"$f":"IF(X27=\"--\",\"--\",EXP(0.5*X27^2-NORMSINV($J$4)*X27))","v":"--"},{"$f":"IF(Y27=\"--\",\"--\",EXP(NORMSINV($J$5)*Y27-0.5*Y27^2))","v":"--"},{"$f":"IF(W27=\"--\",\"--\",EXP(NORMSINV(J$6)*$W27-0.5*$W27^2))","v":"--"}]
["Cadmium (dissolved)",{"$f":"IF('5.  Aquatic Toxicity RP'!$L29=\"yes\",\"Yes\",\"--\")","v":"--"},{"$f":"IF('5.  Aquatic Toxicity RP'!M29=\"yes\",\"Yes\",\"--\")","v":"--"},{"$f":"IF(B28=\"yes\",'5.  Aquatic Toxicity RP'!J29,\"--\")","v":"--"},{"$f":"IF(C28=\"yes\",'5.  Aquatic Toxicity RP'!K29,\"--\")","v":"--"},{"$f":"IF(OR(B28=\"yes\",C28=\"yes\")=FALSE,\"--\",'5.  Aquatic Toxicity RP'!G29)","v":"--"},{"$f":"IF(OR($B28=\"yes\",$C28=\"yes\")=FALSE,\"--\",'5.  Aquatic Toxicity RP'!D29)","v":"--"},"*",{"$f":"IF(OR($F28=\"--\",$G28=\"--\",$H28=\"*\"),\"--\",$U28*EXP(NORMSINV(I$16)*Y28-0.5*Y28^2))","v":"--"},{"$f":"IF(OR($F28=\"--\",$G28=\"--\",$H28=\"*\"),\"--\",$U28*EXP(NORMSINV(J$16)*W28-0.5*W28^2))","v":"--"},{"$f":"IF(I28=\"--\",\"--\", IF($I28<'2. Summary Eff Data'!C32,'2. Summary Eff Data'!C32, \"N/A\"))","v":"--"},{"$f":"IF(J28=\"--\",\"--\", IF($J28<'2. Summary Eff Data'!C32,'2. Summary Eff Data'!C32, \"N/A\"))","v":"--"},{"$f":"IF(OR($F28=\"--\",$G28=\"--\",$H28=\"*\"),\"--\",IF('5.  Aquatic Toxicity RP'!J5=\"Yes\",I28/AF28,I28/AH28))","v":"--"},{"$f":"IF(OR($F28=\"--\",$G28=\"--\",$H28=\"*\"),\"--\",IF('5.  Aquatic Toxicity RP'!J5=\"Yes\",J28/AE28,J28/AG28))","v":"--"},null,"--","--",null,{"$f":"IF(AND(ISNUMBER(D28)=FALSE,ISNUMBER(E28)=TRUE,D28<>\"data\"),\"    n/a\",IF(AND(D28=\"--\",E28=\"--\"),\"--\",IF(F28=\"--\",\"--\",P28*EXP(0.5*W28^2-NORMSINV($J$4)*W28))))","v":"--"},{"$f":"IF(AND(ISNUMBER(E28)=FALSE,ISNUMBER(D28)=TRUE,E28<>\"data\"),\"n/a\",IF(AND($D28=\"--\",$E28=\"--\"),\"--\",IF($F28=\"--\",\"--\",Q28*EXP(0.5*X28^2-NORMSINV($J$4)*X28))))","v":"--"},"--",null,"--","--","--",{"$f":"IF(W28=\"--\",\"--\",EXP(0.5*W28^2-NORMSINV($J$4)*W28))","v":"--"},{"$f":"IF(X28=\"--\",\"--\",EXP(0.5*X28^2-NORMSINV($J$4)*X28))","v":"--"},{"$f":"IF(Y28=\"--\",\"--\",EXP(NORMSINV($J$5)*Y28-0.5*Y28^2))","v":"--"},{"$f":"IF(W28=\"--\",\"--\",EXP(NORMSINV(J$6)*$W28-0.5*$W28^2))","v":"--"},null,1,{"$f":"1.101672-(LN('5.  Aquatic Toxicity RP'!$J$8)*0.041838)","v":{"$error":"#VALUE!"}},0.94399999999999995,0.94399999999999995]
["Chromium (total recoverable)",{"$f":"IF('5.  Aquatic Toxicity RP'!$L30=\"yes\",\"Yes\",\"--\")","v":"--"},{"$f":"IF('5.  Aquatic Toxicity RP'!M30=\"yes\",\"Yes\",\"--\")","v":"--"},null,null,null,null,null,null,null,{"$f":"IF(I29=\"--\",\"--\", IF($I29<'2. Summary Eff Data'!C33,'2. Summary Eff Data'!C33, \"N/A\"))","v":2},{"$f":"IF(J29=\"--\",\"--\", IF($J29<'2. Summary Eff Data'!C33,'2. Summary Eff Data'!C33, \"N/A\"))","v":2},{"$f":"IF(OR($F29=\"--\",$G29=\"--\",$H29=\"*\"),\"--\",IF('5.  Aquatic Toxicity RP'!J6=\"Yes\",I29/AF29,I29/AH29))","v":{"$error":"#DIV/0!"}},{"$f":"IF(OR($F29=\"--\",$G29=\"--\",$H29=\"*\"),\"--\",IF('5.  Aquatic Toxicity RP'!J6=\"Yes\",J29/AE29,J29/AG29))","v":{"$error":"#DIV/0!"}},null,{"$error":"#VALUE!"},{"$error":"#VALUE!"}]
["Chromium (dissolved)",{"$f":"IF('5.  Aquatic Toxicity RP'!$L31=\"yes\",\"Yes\",\"--\")","v":"--"},{"$f":"IF('5.  Aquatic Toxicity RP'!M31=\"yes\",\"Yes\",\"--\")","v":"--"},null,null,null,null,null,null,null,{"$f":"IF(I30=\"--\",\"--\", IF($I30<'2. Summary Eff Data'!C34,'2. Summary Eff Data'!C34, \"N/A\"))","v":2},{"$f":"IF(J30=\"--\",\"--\", IF($J30<'2. Summary Eff Data'!C34,'2. Summary Eff Data'!C34, \"N/A\"))","v":2},{"$f":"IF(OR($F30=\"--\",$G30=\"--\",$H30=\"*\"),\"--\",IF('5.  Aquatic Toxicity RP'!J7=\"Yes\",I30/AF30,I30/AH30))","v":{"$error":"#DIV/0!"}},{"$f":"IF(OR($F30=\"--\",$G30=\"--\",$H30=\"*\"),\"--\",IF('5.  Aquatic Toxicity RP'!J7=\"Yes\",J30/AE30,J30/AG30))","v":{"$error":"#DIV/0!"}},null,{"$error":"#VALUE!"},{"$error":"#VALUE!"}]
["Chromium III (dissolved)",{"$f":"IF('5.  Aquatic Toxicity RP'!$L32=\"yes\",\"Yes\",\"--\")","v":"--"},{"$f":"IF('5.  Aquatic Toxicity RP'!M32=\"yes\",\"Yes\",\"--\")","v":"--"},{"$f":"IF(B31=\"yes\",'5.  Aquatic Toxicity RP'!J32,\"--\")","v":"--"},{"$f":"IF(C31=\"yes\",'5.  Aquatic Toxicity RP'!K32,\"--\")","v":"--"},{"$f":"IF(OR(B31=\"yes\",C31=\"yes\")=FALSE,\"--\",'5.  Aquatic Toxicity RP'!G32)","v":"--"},{"$f":"IF(OR($B31=\"yes\",$C31=\"yes\")=FALSE,\"--\",'5.  Aquatic Toxicity RP'!D32)","v":"--"},"*",{"$f":"IF(OR($F31=\"--\",$G31=\"--\",$H31=\"*\"),\"--\",$U31*EXP(NORMSINV(I$16)*Y31-0.5*Y31^2))","v":"--"},{"$f":"IF(OR($F31=\"--\",$G31=\"--\",$H31=\"*\"),\"--\",$U31*EXP(NORMSINV(J$16)*W31-0.5*W31^2))","v":"--"},{"$f":"IF(I31=\"--\",\"--\", IF($I31<'2. Summary Eff Data'!C35,'2. Summary Eff Data'!C35, \"N/A\"))","v":"--"},{"$f":"IF(J31=\"--\",\"--\", IF($J31<'2. Summary Eff Data'!C35,'2. Summary Eff Data'!C35, \"N/A\"))","v":"--"},{"$f":"IF(OR($F31=\"--\",$G31=\"--\",$H31=\"*\"),\"--\",IF('5.  Aquatic Toxicity RP'!J8=\"Yes\",I31/AF31,I31/AH31))","v":"--"},{"$f":"IF(OR($F31=\"--\",$G31=\"--\",$H31=\"*\"),\"--\",IF('5.  Aquatic Toxicity RP'!J8=\"Yes\",J31/AE31,J31/AG31))","v":"--"},null,"--","--",null,{"$f":"IF(AND(ISNUMBER(D31)=FALSE,ISNUMBER(E31)=TRUE,D31<>\"data\"),\"    n/a\",IF(AND(D31=\"--\",E31=\"--\"),\"--\",IF(F31=\"--\",\"--\",P31*EXP(0.5*W31^2-NORMSINV($J$4)*W31))))","v":"--"},{"$f":"IF(AND(ISNUMBER(E31)=FALSE,ISNUMBER(D31)=TRUE,E31<>\"data\"),\"n/a\",IF(AND($D31=\"--\",$E31=\"--\"),\"--\",IF($F31=\"--\",\"--\",Q31*EXP(0.5*X31^2-NORMSINV($J$4)*X31))))","v":"--"},"--",null,"--","--","--",{"$f":"IF(W31=\"--\",\"--\",EXP(0.5*W31^2-NORMSINV($J$4)*W31))","v":"--"},{"$f":"IF(X31=\"--\",\"--\",EXP(0.5*X31^2-NORMSINV($J$4)*X31))","v":"--"},{"$f":"IF(Y31=\"--\",\"--\",EXP(NORMSINV($J$5)*Y31-0.5*Y31^2))","v":"--"},{"$f":"IF(W31=\"--\",\"--\",EXP(NORMSINV(J$6)*$W31-0.5*$W31^2))","v":"--"},null,0.316,0.86,"NA","NA"]
["Chromium VI (dissolved)",{"$f":"IF('5.  Aquatic Toxicity RP'!$L33=\"yes\",\"Yes\",\"--\")","v":"--"},{"$f":"IF('5.  Aquatic Toxicity RP'!M33=\"yes\",\"Yes\",\"--\")","v":"--"},{"$f":"IF(B32=\"yes\",'5.  Aquatic Toxicity RP'!J33,\"--\")","v":"--"},{"$f":"IF(C32=\"yes\",'5.  Aquatic Toxicity RP'!K33,\"--\")","v":"--"},{"$f":"IF(OR(B32=\"yes\",C32=\"yes\")=FALSE,\"--\",'5.  Aquatic Toxicity RP'!G33)","v":"--"},{"$f":"IF(OR($B32=\"yes\",$C32=\"yes\")=FALSE,\"--\",'5.  Aquatic Toxicity RP'!D33)","v":"--"},"*",{"$f":"IF(OR($F32=\"--\",$G32=\"--\",$H32=\"*\"),\"--\",$U32*EXP(NORMSINV(I$16)*Y32-0.5*Y32^2))","v":"--"},{"$f":"IF(OR($F32=\"--\",$G32=\"--\",$H32=\"*\"),\"--\",$U32*EXP(NORMSINV(J$16)*W32-0.5*W32^2))","v":"--"},{"$f":"IF(I32=\"--\",\"--\", IF($I32<'2. Summary Eff Data'!C36,'2. Summary Eff Data'!C36, \"N/A\"))","v":"--"},{"$f":"IF(J32=\"--\",\"--\", IF($J32<'2. Summary Eff Data'!C36,'2. Summary Eff Data'!C36, \"N/A\"))","v":"--"},{"$f":"IF(OR($F32=\"--\",$G32=\"--\",$H32=\"*\"),\"--\",IF('5.  Aquatic Toxicity RP'!J9=\"Yes\",I32/AF32,I32/AH32))","v":"--"},{"$f":"IF(OR($F32=\"--\",$G32=\"--\",$H32=\"*\"),\"--\",IF('5.  Aquatic Toxicity RP'!J9=\"Yes\",J32/AE32,J32/AG32))","v":"--"},null,"--","--",null,{"$f":"IF(AND(ISNUMBER(D32)=FALSE,ISNUMBER(E32)=TRUE,D32<>\"data\"),\"    n/a\",IF(AND(D32=\"--\",E32=\"--\"),\"--\",IF(F32=\"--\",\"--\",P32*EXP(0.5*W32^2-NORMSINV($J$4)*W32))))","v":"--"},{"$f":"IF(AND(ISNUMBER(E32)=FALSE,ISNUMBER(D32)=TRUE,E32<>\"data\"),\"n/a\",IF(AND($D32=\"--\",$E32=\"--\"),\"--\",IF($F32=\"--\",\"--\",Q32*EXP(0.5*X32^2-NORMSINV($J$4)*X32))))","v":"--"},"--",null,"--","--","--",{"$f":"IF(W32=\"--\",\"--\",EXP(0.5*W32^2-NORMSINV($J$4)*W32))","v":"--"},{"$f":"IF(X32=\"--\",\"--\",EXP(0.5*X32^2-NORMSINV($J$4)*X32))","v":"--"},{"$f":"IF(Y32=\"--\",\"--\",EXP(NORMSINV($J$5)*Y32-0.5*Y32^2))","v":"--"},{"$f":"IF(W32=\"--\",\"--\",EXP(NORMSINV(J$6)*$W32-0.5*$W32^2))","v":"--"},null,0.98199999999999998,0.96199999999999997,0.93300000000000005,0.93300000000000005]
["Copper (total recoverable)",{"$f":"IF('5.  Aquatic Toxicity RP'!$L34=\"yes\",\"Yes\",\"--\")","v":"--"},{"$f":"IF('5.  Aquatic Toxicity RP'!M34=\"yes\",\"Yes\",\"--\")","v":"--"},null,null,null,null,null,null,null,{"$f":"IF(I33=\"--\",\"--\", IF($I33<'2. Summary Eff Data'!C37,'2. Summary Eff Data'!C37, \"N/A\"))","v":2},{"$f":"IF(J33=\"--\",\"--\", IF($J33<'2. Summary Eff Data'!C37,'2. Summary Eff Data'!C37, \"N/A\"))","v":2},{"$f":"IF(OR($F33=\"--\",$G33=\"--\",$H33=\"*\"),\"--\",IF('5.  Aquatic Toxicity RP'!J10=\"Yes\",I33/AF33,I33/AH33))","v":{"$error":"#DIV/0!"}},{"$f":"IF(OR($F33=\"--\",$G33=\"--\",$H33=\"*\"),\"--\",IF('5.  Aquatic Toxicity RP'!J10=\"Yes\",J33/AE33,J33/AG33))","v":{"$error":"#DIV/0!"}},null,{"$error":"#VALUE!"},{"$error":"#VALUE!"}]
["Copper (dissolved)",{"$f":"IF('5.  Aquatic Toxicity RP'!$L35=\"yes\",\"Yes\",\"--\")","v":"--"},{"$f":"IF('5.  Aquatic Toxicity RP'!M35=\"yes\",\"Yes\",\"--\")","v":"--"},{"$f":"IF(B34=\"yes\",'5.  Aquatic Toxicity RP'!J35,\"--\")","v":"--"},{"$f":"IF(C34=\"yes\",'5.  Aquatic Toxicity RP'!K35,\"--\")","v":"--"},{"$f":"IF(OR(B34=\"yes\",C34=\"yes\")=FALSE,\"--\",'5.  Aquatic Toxicity RP'!G35)","v":"--"},{"$f":"IF(OR($B34=\"yes\",$C34=\"yes\")=FALSE,\"--\",'5.  Aquatic Toxicity RP'!D35)","v":"--"},"*",{"$f":"IF(OR($F34=\"--\",$G34=\"--\",$H34=\"*\"),\"--\",$U34*EXP(NORMSINV(I$16)*Y34-0.5*Y34^2))","v":"--"},{"$f":"IF(OR($F34=\"--\",$G34=\"--\",$H34=\"*\"),\"--\",$U34*EXP(NORMSINV(J$16)*W34-0.5*W34^2))","v":"--"},{"$f":"IF(I34=\"--\",\"--\", IF($I34<'2. Summary Eff Data'!C38,'2. Summary Eff Data'!C38, \"N/A\"))","v":"--"},{"$f":"IF(J34=\"--\",\"--\", IF($J34<'2. Summary Eff Data'!C38,'2. Summary Eff Data'!C38, \"N/A\"))","v":"--"},{"$f":"IF(OR($F34=\"--\",$G34=\"--\",$H34=\"*\"),\"--\",IF('5.  Aquatic Toxicity RP'!J11=\"Yes\",I34/AF34,I34/AH34))","v":"--"},{"$f":"IF(OR($F34=\"--\",$G34=\"--\",$H34=\"*\"),\"--\",IF('5.  Aquatic Toxicity RP'!J11=\"Yes\",J34/AE34,J34/AG34))","v":"--"},null,"--","--",null,{"$f":"IF(AND(ISNUMBER(D34)=FALSE,ISNUMBER(E34)=TRUE,D34<>\"data\"),\"    n/a\",IF(AND(D34=\"--\",E34=\"--\"),\"--\",IF(F34=\"--\",\"--\",P34*EXP(0.5*W34^2-NORMSINV($J$4)*W34))))","v":"--"},{"$f":"IF(AND(ISNUMBER(E34)=FALSE,ISNUMBER(D34)=TRUE,E34<>\"data\"),\"n/a\",IF(AND($D34=\"--\",$E34=\"--\"),\"--\",IF($F34=\"--\",\"--\",Q34*EXP(0.5*X34^2-NORMSINV($J$4)*X34))))","v":"--"},"--",null,"--","--","--",{"$f":"IF(W34=\"--\",\"--\",EXP(0.5*W34^2-NORMSINV($J$4)*W34))","v":"--"},{"$f":"IF(X34=\"--\",\"--\",EXP(0.5*X34^2-NORMSINV($J$4)*X34))","v":"--"},{"$f":"IF(Y34=\"--\",\"--\",EXP(NORMSINV($J$5)*Y34-0.5*Y34^2))","v":"--"},{"$f":"IF(W34=\"--\",\"--\",EXP(NORMSINV(J$6)*$W34-0.5*$W34^2))","v":"--"},null,"NA","NA",0.83,0.83]
["Iron (total recoverable)",{"$f":"IF('5.  Aquatic Toxicity RP'!$L36=\"yes\",\"Yes\",\"--\")","v":"--"},{"$f":"IF('5.  Aquatic Toxicity RP'!M36=\"yes\",\"Yes\",\"--\")","v":"--"},{"$f":"IF(B35=\"yes\",'5.  Aquatic Toxicity RP'!J36,\"--\")","v":"--"},{"$f":"IF(C35=\"yes\",'5.  Aquatic Toxicity RP'!K36,\"--\")","v":"--"},{"$f":"IF(OR(B35=\"yes\",C35=\"yes\")=FALSE,\"--\",'5.  Aquatic Toxicity RP'!G36)","v":"--"},{"$f":"IF(OR($B35=\"yes\",$C35=\"yes\")=FALSE,\"--\",'5.  Aquatic Toxicity RP'!D36)","v":"--"},"*",{"$f":"IF(OR($F35=\"--\",$G35=\"--\",$H35=\"*\"),\"--\",$U35*EXP(NORMSINV(I$16)*Y35-0.5*Y35^2))","v":"--"},{"$f":"IF(OR($F35=\"--\",$G35=\"--\",$H35=\"*\"),\"--\",$U35*EXP(NORMSINV(J$16)*W35-0.5*W35^2))","v":"--"},{"$f":"IF(I35=\"--\",\"--\", IF($I35<'2. Summary Eff Data'!C39,'2. Summary Eff Data'!C39, \"N/A\"))","v":"--"},{"$f":"IF(J35=\"--\",\"--\", IF($J35<'2. Summary Eff Data'!C39,'2. Summary Eff Data'!C39, \"N/A\"))","v":"--"},null,null,null,"--","--",null,{"$f":"IF(AND(ISNUMBER(D35)=FALSE,ISNUMBER(E35)=TRUE,D35<>\"data\"),\"    n/a\",IF(AND(D35=\"--\",E35=\"--\"),\"--\",IF(F35=\"--\",\"--\",P35*EXP(0.5*W35^2-NORMSINV($J$4)*W35))))","v":"--"},{"$f":"IF(AND(ISNUMBER(E35)=FALSE,ISNUMBER(D35)=TRUE,E35<>\"data\"),\"n/a\",IF(AND($D35=\"--\",$E35=\"--\"),\"--\",IF($F35=\"--\",\"--\",Q35*EXP(0.5*X35^2-NORMSINV($J$4)*X35))))","v":"--"},"--",null,"--","--","--",{"$f":"IF(W35=\"--\",\"--\",EXP(0.5*W35^2-NORMSINV($J$4)*W35))","v":"--"},{"$f":"IF(X35=\"--\",\"--\",EXP(0.5*X35^2-NORMSINV($J$4)*X35))","v":"--"},{"$f":"IF(Y35=\"--\",\"--\",EXP(NORMSINV($J$5)*Y35-0.5*Y35^2))","v":"--"},{"$f":"IF(W35=\"--\",\"--\",EXP(NORMSINV(J$6)*$W35-0.5*$W35^2))","v":"--"}]
["Lead (total recoverable)",{"$f":"IF('5.  Aquatic Toxicity RP'!$L37=\"yes\",\"Yes\",\"--\")","v":"--"},{"$f":"IF('5.  Aquatic Toxicity RP'!M37=\"yes\",\"Yes\",\"--\")","v":"--"},null,null,null,null,null,null,null,{"$f":"IF(I36=\"--\",\"--\", IF($I36<'2. Summary Eff Data'!C40,'2. Summary Eff Data'!C40, \"N/A\"))","v":1},{"$f":"IF(J36=\"--\",\"--\", IF($J36<'2. Summary Eff Data'!C40,'2. Summary Eff Data'!C40, \"N/A\"))","v":1},{"$f":"IF(OR($F36=\"--\",$G36=\"--\",$H36=\"*\"),\"--\",IF('5.  Aquatic Toxicity RP'!J15=\"Yes\",I36/AF36,I36/AH36))","v":{"$error":"#DIV/0!"}},{"$f":"IF(OR($F36=\"--\",$G36=\"--\",$H36=\"*\"),\"--\",IF('5.  Aquatic Toxicity RP'!J15=\"Yes\",J36/AE36,J36/AG36))","v":{"$error":"#DIV/0!"}},null,{"$error":"#VALUE!"},{"$error":"#VALUE!"}]
["Lead (dissolved)",{"$f":"IF('5.  Aquatic Toxicity RP'!$L38=\"yes\",\"Yes\",\"--\")","v":"--"},{"$f":"IF('5.  Aquatic Toxicity RP'!M38=\"yes\",\"Yes\",\"--\")","v":"--"},{"$f":"IF(B37=\"yes\",'5.  Aquatic Toxicity RP'!J38,\"--\")","v":"--"},{"$f":"IF(C37=\"yes\",'5.  Aquatic Toxicity RP'!K38,\"--\")","v":"--"},{"$f":"IF(OR(B37=\"yes\",C37=\"yes\")=FALSE,\"--\",'5.  Aquatic Toxicity RP'!G38)","v":"--"},{"$f":"IF(OR($B37=\"yes\",$C37=\"yes\")=FALSE,\"--\",'5.  Aquatic Toxicity RP'!D38)","v":"--"},"*",{"$f":"IF(OR($F37=\"--\",$G37=\"--\",$H37=\"*\"),\"--\",$U37*EXP(NORMSINV(I$16)*Y37-0.5*Y37^2))","v":"--"},{"$f":"IF(OR($F37=\"--\",$G37=\"--\",$H37=\"*\"),\"--\",$U37*EXP(NORMSINV(J$16)*W37-0.5*W37^2))","v":"--"},{"$f":"IF(I37=\"--\",\"--\", IF($I37<'2. Summary Eff Data'!C41,'2. Summary Eff Data'!C41, \"N/A\"))","v":"--"},{"$f":"IF(J37=\"--\",\"--\", IF($J37<'2. Summary Eff Data'!C41,'2. Summary Eff Data'!C41, \"N/A\"))","v":"--"},{"$f":"IF(OR($F37=\"--\",$G37=\"--\",$H37=\"*\"),\"--\",IF('5.  Aquatic Toxicity RP'!J16=\"Yes\",I37/AF37,I37/AH37))","v":"--"},{"$f":"IF(OR($F37=\"--\",$G37=\"--\",$H37=\"*\"),\"--\",IF('5.  Aquatic Toxicity RP'!J16=\"Yes\",J37/AE37,J37/AG37))","v":"--"},null,"--","--",null,{"$f":"IF(AND(ISNUMBER(D37)=FALSE,ISNUMBER(E37)=TRUE,D37<>\"data\"),\"    n/a\",IF(AND(D37=\"--\",E37=\"--\"),\"--\",IF(F37=\"--\",\"--\",P37*EXP(0.5*W37^2-NORMSINV($J$4)*W37))))","v":"--"},{"$f":"IF(AND(ISNUMBER(E37)=FALSE,ISNUMBER(D37)=TRUE,E37<>\"data\"),\"n/a\",IF(AND($D37=\"--\",$E37=\"--\"),\"--\",IF($F37=\"--\",\"--\",Q37*EXP(0.5*X37^2-NORMSINV($J$4)*X37))))","v":"--"},"--",null,"--","--","--",{"$f":"IF(W37=\"--\",\"--\",EXP(0.5*W37^2-NORMSINV($J$4)*W37))","v":"--"},{"$f":"IF(X37=\"--\",\"--\",EXP(0.5*X37^2-NORMSINV($J$4)*X37))","v":"--"},{"$f":"IF(Y37=\"--\",\"--\",EXP(NORMSINV($J$5)*Y37-0.5*Y37^2))","v":"--"},{"$f":"IF(W37=\"--\",\"--\",EXP(NORMSINV(J$6)*$W37-0.5*$W37^2))","v":"--"},null,{"$f":"1.46203-(LN('5.  Aquatic Toxicity RP'!$J$7)*0.145712)","v":{"$error":"#VALUE!"}},{"$f":"1.46203-(LN('5.  Aquatic Toxicity RP'!$J$8)*0.145712)","v":{"$error":"#VALUE!"}},0.95099999999999996,0.95099999999999996]
["Mercury (total)",{"$f":"IF('5.  Aquatic Toxicity RP'!$L39=\"yes\",\"Yes\",\"--\")","v":"--"},{"$f":"IF('5.  Aquatic Toxicity RP'!M39=\"yes\",\"Yes\",\"--\")","v":"--"},{"$f":"IF(B38=\"yes\",'5.  Aquatic Toxicity RP'!J39,\"--\")","v":"--"},{"$f":"IF(C38=\"yes\",'5.  Aquatic Toxicity RP'!K39,\"--\")","v":"--"},{"$f":"IF(OR(B38=\"yes\",C38=\"yes\")=FALSE,\"--\",'5.  Aquatic Toxicity RP'!G39)","v":"--"},{"$f":"IF(OR($B38=\"yes\",$C38=\"yes\")=FALSE,\"--\",'5.  Aquatic Toxicity RP'!D39)","v":"--"},"*",{"$f":"IF(OR($F38=\"--\",$G38=\"--\",$H38=\"*\"),\"--\",$U38*EXP(NORMSINV(I$16)*Y38-0.5*Y38^2))","v":"--"},{"$f":"IF(OR($F38=\"--\",$G38=\"--\",$H38=\"*\"),\"--\",$U38*EXP(NORMSINV(J$16)*W38-0.5*W38^2))","v":"--"},{"$f":"IF(I38=\"--\",\"--\", IF($I38<'2. Summary Eff Data'!C42,'2. Summary Eff Data'!C42, \"N/A\"))","v":"--"},{"$f":"IF(J38=\"--\",\"--\", IF($J38<'2. Summary Eff Data'!C42,'2. Summary Eff Data'!C42, \"N/A\"))","v":"--"},null,null,null,"--","--",null,{"$f":"IF(AND(ISNUMBER(D38)=FALSE,ISNUMBER(E38)=TRUE,D38<>\"data\"),\"    n/a\",IF(AND(D38=\"--\",E38=\"--\"),\"--\",IF(F38=\"--\",\"--\",P38*EXP(0.5*W38^2-NORMSINV($J$4)*W38))))","v":"--"},{"$f":"IF(AND(ISNUMBER(E38)=FALSE,ISNUMBER(D38)=TRUE,E38<>\"data\"),\"n/a\",IF(AND($D38=\"--\",$E38=\"--\"),\"--\",IF($F38=\"--\",\"--\",Q38*EXP(0.5*X38^2-NORMSINV($J$4)*X38))))","v":"--"},"--",null,"--","--","--",{"$f":"IF(W38=\"--\",\"--\",EXP(0.5*W38^2-NORMSINV($J$4)*W38))","v":"--"},{"$f":"IF(X38=\"--\",\"--\",EXP(0.5*X38^2-NORMSINV($J$4)*X38))","v":"--"},{"$f":"IF(Y38=\"--\",\"--\",EXP(NORMSINV($J$5)*Y38-0.5*Y38^2))","v":"--"},{"$f":"IF(W38=\"--\",\"--\",EXP(NORMSINV(J$6)*$W38-0.5*$W38^2))","v":"--"}]
["Methyl Mercury",{"$f":"IF('5.  Aquatic Toxicity RP'!$L40=\"yes\",\"Yes\",\"--\")","v":"--"},{"$f":"IF('5.  Aquatic Toxicity RP'!M40=\"yes\",\"Yes\",\"--\")","v":"--"},null,null,null,null,null,null,null,{"$f":"IF(I39=\"--\",\"--\", IF($I39<'2. Summary Eff Data'!C43,'2. Summary Eff Data'!C43, \"N/A\"))","v":2.0000000000000002E-5},{"$f":"IF(J39=\"--\",\"--\", IF($J39<'2. Summary Eff Data'!C43,'2. Summary Eff Data'!C43, \"N/A\"))","v":2.0000000000000002E-5},{"$f":"IF(OR($F39=\"--\",$G39=\"--\",$H39=\"*\"),\"--\",IF('5.  Aquatic Toxicity RP'!J18=\"Yes\",I39/AF39,I39/AH39))","v":{"$error":"#DIV/0!"}},{"$f":"IF(OR($F39=\"--\",$G39=\"--\",$H39=\"*\"),\"--\",IF('5.  Aquatic Toxicity RP'!J18=\"Yes\",J39/AE39,J39/AG39))","v":{"$error":"#DIV/0!"}},null,{"$error":"#VALUE!"},{"$error":"#VALUE!"}]
["Nickel (total recoverable)",{"$f":"IF('5.  Aquatic Toxicity RP'!$L41=\"yes\",\"Yes\",\"--\")","v":"--"},{"$f":"IF('5.  Aquatic Toxicity RP'!M41=\"yes\",\"Yes\",\"--\")","v":"--"},null,null,null,null,null,null,null,{"$f":"IF(I40=\"--\",\"--\", IF($I40<'2. Summary Eff Data'!C44,'2. Summary Eff Data'!C44, \"N/A\"))","v":10},{"$f":"IF(J40=\"--\",\"--\", IF($J40<'2. Summary Eff Data'!C44,'2. Summary Eff Data'!C44, \"N/A\"))","v":10},{"$f":"IF(OR($F40=\"--\",$G40=\"--\",$H40=\"*\"),\"--\",IF('5.  Aquatic Toxicity RP'!J19=\"Yes\",I40/AF40,I40/AH40))","v":{"$error":"#DIV/0!"}},{"$f":"IF(OR($F40=\"--\",$G40=\"--\",$H40=\"*\"),\"--\",IF('5.  Aquatic Toxicity RP'!J19=\"Yes\",J40/AE40,J40/AG40))","v":{"$error":"#DIV/0!"}},null,{"$error":"#VALUE!"},{"$error":"#VALUE!"}]
["Nickel (dissolved)",{"$f":"IF('5.  Aquatic Toxicity RP'!$L42=\"yes\",\"Yes\",\"--\")","v":"--"},{"$f":"IF('5.  Aquatic Toxicity RP'!M42=\"yes\",\"Yes\",\"--\")","v":"--"},{"$f":"IF(B41=\"yes\",'5.  Aquatic Toxicity RP'!J42,\"--\")","v":"--"},{"$f":"IF(C41=\"yes\",'5.  Aquatic Toxicity RP'!K42,\"--\")","v":"--"},{"$f":"IF(OR(B41=\"yes\",C41=\"yes\")=FALSE,\"--\",'5.  Aquatic Toxicity RP'!G42)","v":"--"},{"$f":"IF(OR($B41=\"yes\",$C41=\"yes\")=FALSE,\"--\",'5.  Aquatic Toxicity RP'!D42)","v":"--"},"*",{"$f":"IF(OR($F41=\"--\",$G41=\"--\",$H41=\"*\"),\"--\",$U41*EXP(NORMSINV(I$16)*Y41-0.5*Y41^2))","v":"--"},{"$f":"IF(OR($F41=\"--\",$G41=\"--\",$H41=\"*\"),\"--\",$U41*EXP(NORMSINV(J$16)*W41-0.5*W41^2))","v":"--"},{"$f":"IF(I41=\"--\",\"--\", IF($I41<'2. Summary Eff Data'!C45,'2. Summary Eff Data'!C45, \"N/A\"))","v":"--"},{"$f":"IF(J41=\"--\",\"--\", IF($J41<'2. Summary Eff Data'!C45,'2. Summary Eff Data'!C45, \"N/A\"))","v":"--"},{"$f":"IF(OR($F41=\"--\",$G41=\"--\",$H41=\"*\"),\"--\",IF('5.  Aquatic Toxicity RP'!J20=\"Yes\",I41/AF41,I41/AH41))","v":"--"},{"$f":"IF(OR($F41=\"--\",$G41=\"--\",$H41=\"*\"),\"--\",IF('5.  Aquatic Toxicity RP'!J20=\"Yes\",J41/AE41,J41/AG41))","v":"--"},null,"--","--",null,{"$f":"IF(AND(ISNUMBER(D41)=FALSE,ISNUMBER(E41)=TRUE,D41<>\"data\"),\"    n/a\",IF(AND(D41=\"--\",E41=\"--\"),\"--\",IF(F41=\"--\",\"--\",P41*EXP(0.5*W41^2-NORMSINV($J$4)*W41))))","v":"--"},{"$f":"IF(AND(ISNUMBER(E41)=FALSE,ISNUMBER(D41)=TRUE,E41<>\"data\"),\"n/a\",IF(AND($D41=\"--\",$E41=\"--\"),\"--\",IF($F41=\"--\",\"--\",Q41*EXP(0.5*X41^2-NORMSINV($J$4)*X41))))","v":"--"},"--",null,"--","--","--",{"$f":"IF(W41=\"--\",\"--\",EXP(0.5*W41^2-NORMSINV($J$4)*W41))","v":"--"},{"$f":"IF(X41=\"--\",\"--\",EXP(0.5*X41^2-NORMSINV($J$4)*X41))","v":"--"},{"$f":"IF(Y41=\"--\",\"--\",EXP(NORMSINV($J$5)*Y41-0.5*Y41^2))","v":"--"},{"$f":"IF(W41=\"--\",\"--\",EXP(NORMSINV(J$6)*$W41-0.5*$W41^2))","v":"--"},null,0.998,0.997,0.99,0.99]
["Selenium (total recoverable)",{"$f":"IF('5.  Aquatic Toxicity RP'!$L43=\"yes\",\"Yes\",\"--\")","v":"--"},{"$f":"IF('5.  Aquatic Toxicity RP'!M43=\"yes\",\"Yes\",\"--\")","v":"--"},null,null,null,null,null,null,null,{"$f":"IF(I42=\"--\",\"--\", IF($I42<'2. Summary Eff Data'!C46,'2. Summary Eff Data'!C46, \"N/A\"))","v":1},{"$f":"IF(J42=\"--\",\"--\", IF($J42<'2. Summary Eff Data'!C46,'2. Summary Eff Data'!C46, \"N/A\"))","v":1},{"$f":"IF(OR($F42=\"--\",$G42=\"--\",$H42=\"*\"),\"--\",IF('5.  Aquatic Toxicity RP'!J21=\"Yes\",I42/AF42,I42/AH42))","v":{"$error":"#DIV/0!"}},{"$f":"IF(OR($F42=\"--\",$G42=\"--\",$H42=\"*\"),\"--\",IF('5.  Aquatic Toxicity RP'!J21=\"Yes\",J42/AE42,J42/AG42))","v":{"$error":"#DIV/0!"}},null,{"$error":"#VALUE!"},{"$error":"#VALUE!"}]
["Selenium (dissolved)",{"$f":"IF('5.  Aquatic Toxicity RP'!$L44=\"yes\",\"Yes\",\"--\")","v":"--"},{"$f":"IF('5.  Aquatic Toxicity RP'!M44=\"yes\",\"Yes\",\"--\")","v":"--"},{"$f":"IF(B43=\"yes\",'5.  Aquatic Toxicity RP'!J44,\"--\")","v":"--"},{"$f":"IF(C43=\"yes\",'5.  Aquatic Toxicity RP'!K44,\"--\")","v":"--"},{"$f":"IF(OR(B43=\"yes\",C43=\"yes\")=FALSE,\"--\",'5.  Aquatic Toxicity RP'!G44)","v":"--"},{"$f":"IF(OR($B43=\"yes\",$C43=\"yes\")=FALSE,\"--\",'5.  Aquatic Toxicity RP'!D44)","v":"--"},"*",{"$f":"IF(OR($F43=\"--\",$G43=\"--\",$H43=\"*\"),\"--\",$U43*EXP(NORMSINV(I$16)*Y43-0.5*Y43^2))","v":"--"},{"$f":"IF(OR($F43=\"--\",$G43=\"--\",$H43=\"*\"),\"--\",$U43*EXP(NORMSINV(J$16)*W43-0.5*W43^2))","v":"--"},{"$f":"IF(I43=\"--\",\"--\", IF($I43<'2. Summary Eff Data'!C47,'2. Summary Eff Data'!C47, \"N/A\"))","v":"--"},{"$f":"IF(J43=\"--\",\"--\", IF($J43<'2. Summary Eff Data'!C47,'2. Summary Eff Data'!C47, \"N/A\"))","v":"--"},{"$f":"IF(OR($F43=\"--\",$G43=\"--\",$H43=\"*\"),\"--\",IF('5.  Aquatic Toxicity RP'!J22=\"Yes\",I43/AF43,I43/AH43))","v":"--"},{"$f":"IF(OR($F43=\"--\",$G43=\"--\",$H43=\"*\"),\"--\",IF('5.  Aquatic Toxicity RP'!J22=\"Yes\",J43/AE43,J43/AG43))","v":"--"},null,"--","--",null,{"$f":"IF(AND(ISNUMBER(D43)=FALSE,ISNUMBER(E43)=TRUE,D43<>\"data\"),\"    n/a\",IF(AND(D43=\"--\",E43=\"--\"),\"--\",IF(F43=\"--\",\"--\",P43*EXP(0.5*W43^2-NORMSINV($J$4)*W43))))","v":"--"},{"$f":"IF(AND(ISNUMBER(E43)=FALSE,ISNUMBER(D43)=TRUE,E43<>\"data\"),\"n/a\",IF(AND($D43=\"--\",$E43=\"--\"),\"--\",IF($F43=\"--\",\"--\",Q43*EXP(0.5*X43^2-NORMSINV($J$4)*X43))))","v":"--"},"--",null,"--","--","--",{"$f":"IF(W43=\"--\",\"--\",EXP(0.5*W43^2-NORMSINV($J$4)*W43))","v":"--"},{"$f":"IF(X43=\"--\",\"--\",EXP(0.5*X43^2-NORMSINV($J$4)*X43))","v":"--"},{"$f":"IF(Y43=\"--\",\"--\",EXP(NORMSINV($J$5)*Y43-0.5*Y43^2))","v":"--"},{"$f":"IF(W43=\"--\",\"--\",EXP(NORMSINV(J$6)*$W43-0.5*$W43^2))","v":"--"},null,0.996,0.92200000000000004,0.998,0.998]
["Silver (total recoverable)",{"$f":"IF('5.  Aquatic Toxicity RP'!$L45=\"yes\",\"Yes\",\"--\")","v":"--"},{"$f":"IF('5.  Aquatic Toxicity RP'!M45=\"yes\",\"Yes\",\"--\")","v":"--"},null,null,null,null,null,null,null,{"$f":"IF(I44=\"--\",\"--\", IF($I44<'2. Summary Eff Data'!C48,'2. Summary Eff Data'!C48, \"N/A\"))","v":0.1},{"$f":"IF(J44=\"--\",\"--\", IF($J44<'2. Summary Eff Data'!C48,'2. Summary Eff Data'!C48, \"N/A\"))","v":0.1},{"$f":"IF(OR($F44=\"--\",$G44=\"--\",$H44=\"*\"),\"--\",IF('5.  Aquatic Toxicity RP'!J23=\"Yes\",I44/AF44,I44/AH44))","v":{"$error":"#DIV/0!"}},{"$f":"IF(OR($F44=\"--\",$G44=\"--\",$H44=\"*\"),\"--\",IF('5.  Aquatic Toxicity RP'!J23=\"Yes\",J44/AE44,J44/AG44))","v":{"$error":"#DIV/0!"}},null,{"$error":"#VALUE!"},{"$error":"#VALUE!"}]
["Silver (dissolved)",{"$f":"IF('5.  Aquatic Toxicity RP'!$L46=\"yes\",\"Yes\",\"--\")","v":"--"},{"$f":"IF('5.  Aquatic Toxicity RP'!M46=\"yes\",\"Yes\",\"--\")","v":"--"},{"$f":"IF(B45=\"yes\",'5.  Aquatic Toxicity RP'!J46,\"--\")","v":"--"},{"$f":"IF(C45=\"yes\",'5.  Aquatic Toxicity RP'!K46,\"--\")","v":"--"},{"$f":"IF(OR(B45=\"yes\",C45=\"yes\")=FALSE,\"--\",'5.  Aquatic Toxicity RP'!G46)","v":"--"},{"$f":"IF(OR($B45=\"yes\",$C45=\"yes\")=FALSE,\"--\",'5.  Aquatic Toxicity RP'!D46)","v":"--"},"*",{"$f":"IF(OR($F45=\"--\",$G45=\"--\",$H45=\"*\"),\"--\",$U45*EXP(NORMSINV(I$16)*Y45-0.5*Y45^2))","v":"--"},{"$f":"IF(OR($F45=\"--\",$G45=\"--\",$H45=\"*\"),\"--\",$U45*EXP(NORMSINV(J$16)*W45-0.5*W45^2))","v":"--"},{"$f":"IF(I45=\"--\",\"--\", IF($I45<'2. Summary Eff Data'!C49,'2. Summary Eff Data'!C49, \"N/A\"))","v":"--"},{"$f":"IF(J45=\"--\",\"--\", IF($J45<'2. Summary Eff Data'!C49,'2. Summary Eff Data'!C49, \"N/A\"))","v":"--"},{"$f":"IF(OR($F45=\"--\",$G45=\"--\",$H45=\"*\"),\"--\",IF('5.  Aquatic Toxicity RP'!J24=\"Yes\",I45/AF45,I45/AH45))","v":"--"},{"$f":"IF(OR($F45=\"--\",$G45=\"--\",$H45=\"*\"),\"--\",IF('5.  Aquatic Toxicity RP'!J24=\"Yes\",J45/AE45,J45/AG45))","v":"--"},null,"--","--",null,{"$f":"IF(AND(ISNUMBER(D45)=FALSE,ISNUMBER(E45)=TRUE,D45<>\"data\"),\"    n/a\",IF(AND(D45=\"--\",E45=\"--\"),\"--\",IF(F45=\"--\",\"--\",P45*EXP(0.5*W45^2-NORMSINV($J$4)*W45))))","v":"--"},{"$f":"IF(AND(ISNUMBER(E45)=FALSE,ISNUMBER(D45)=TRUE,E45<>\"data\"),\"n/a\",IF(AND($D45=\"--\",$E45=\"--\"),\"--\",IF($F45=\"--\",\"--\",Q45*EXP(0.5*X45^2-NORMSINV($J$4)*X45))))","v":"--"},"--",null,"--","--","--",{"$f":"IF(W45=\"--\",\"--\",EXP(0.5*W45^2-NORMSINV($J$4)*W45))","v":"--"},{"$f":"IF(X45=\"--\",\"--\",EXP(0.5*X45^2-NORMSINV($J$4)*X45))","v":"--"},{"$f":"IF(Y45=\"--\",\"--\",EXP(NORMSINV($J$5)*Y45-0.5*Y45^2))","v":"--"},{"$f":"IF(W45=\"--\",\"--\",EXP(NORMSINV(J$6)*$W45-0.5*$W45^2))","v":"--"},null,0.85,0.85,0.85,1]
["Thallium (total recoverable)",{"$f":"IF('5.  Aquatic Toxicity RP'!$L47=\"yes\",\"Yes\",\"--\")","v":"--"},{"$f":"IF('5.  Aquatic Toxicity RP'!M47=\"yes\",\"Yes\",\"--\")","v":"--"},null,null,null,null,null,null,null,{"$f":"IF(I46=\"--\",\"--\", IF($I46<'2. Summary Eff Data'!C50,'2. Summary Eff Data'!C50, \"N/A\"))","v":0.1},{"$f":"IF(J46=\"--\",\"--\", IF($J46<'2. Summary Eff Data'!C50,'2. Summary Eff Data'!C50, \"N/A\"))","v":0.1},{"$f":"IF(OR($F46=\"--\",$G46=\"--\",$H46=\"*\"),\"--\",IF('5.  Aquatic Toxicity RP'!J25=\"Yes\",I46/AF46,I46/AH46))","v":{"$error":"#DIV/0!"}},{"$f":"IF(OR($F46=\"--\",$G46=\"--\",$H46=\"*\"),\"--\",IF('5.  Aquatic Toxicity RP'!J25=\"Yes\",J46/AE46,J46/AG46))","v":{"$error":"#DIV/0!"}},null,{"$error":"#VALUE!"},{"$error":"#VALUE!"}]
["Zinc (total recoverable)",{"$f":"IF('5.  Aquatic Toxicity RP'!$L48=\"yes\",\"Yes\",\"--\")","v":"--"},{"$f":"IF('5.  Aquatic Toxicity RP'!M48=\"yes\",\"Yes\",\"--\")","v":"--"},null,null,null,null,null,null,null,{"$f":"IF(I47=\"--\",\"--\", IF($I47<'2. Summary Eff Data'!C51,'2. Summary Eff Data'!C51, \"N/A\"))","v":5},{"$f":"IF(J47=\"--\",\"--\", IF($J47<'2. Summary Eff Data'!C51,'2. Summary Eff Data'!C51, \"N/A\"))","v":5},{"$f":"IF(OR($F47=\"--\",$G47=\"--\",$H47=\"*\"),\"--\",IF('5.  Aquatic Toxicity RP'!J26=\"Yes\",I47/AF47,I47/AH47))","v":{"$error":"#DIV/0!"}},{"$f":"IF(OR($F47=\"--\",$G47=\"--\",$H47=\"*\"),\"--\",IF('5.  Aquatic Toxicity RP'!J26=\"Yes\",J47/AE47,J47/AG47))","v":{"$error":"#DIV/0!"}},null,{"$error":"#VALUE!"},{"$error":"#VALUE!"}]
["Zinc (dissolved)",{"$f":"IF('5.  Aquatic Toxicity RP'!$L49=\"yes\",\"Yes\",\"--\")","v":"--"},{"$f":"IF('5.  Aquatic Toxicity RP'!M49=\"yes\",\"Yes\",\"--\")","v":"--"},{"$f":"IF(B48=\"yes\",'5.  Aquatic Toxicity RP'!J49,\"--\")","v":"--"},{"$f":"IF(C48=\"yes\",'5.  Aquatic Toxicity RP'!K49,\"--\")","v":"--"},{"$f":"IF(OR(B48=\"yes\",C48=\"yes\")=FALSE,\"--\",'5.  Aquatic Toxicity RP'!G49)","v":"--"},{"$f":"IF(OR($B48=\"yes\",$C48=\"yes\")=FALSE,\"--\",'5.  Aquatic Toxicity RP'!D49)","v":"--"},"*",{"$f":"IF(OR($F48=\"--\",$G48=\"--\",$H48=\"*\"),\"--\",$U48*EXP(NORMSINV(I$16)*Y48-0.5*Y48^2))","v":"--"},{"$f":"IF(OR($F48=\"--\",$G48=\"--\",$H48=\"*\"),\"--\",$U48*EXP(NORMSINV(J$16)*W48-0.5*W48^2))","v":"--"},{"$f":"IF(I48=\"--\",\"--\", IF($I48<'2. Summary Eff Data'!C52,'2. Summary Eff Data'!C52, \"N/A\"))","v":"--"},{"$f":"IF(J48=\"--\",\"--\", IF($J48<'2. Summary Eff Data'!C52,'2. Summary Eff Data'!C52, \"N/A\"))","v":"--"},{"$f":"IF(OR($F48=\"--\",$G48=\"--\",$H48=\"*\"),\"--\",IF('5.  Aquatic Toxicity RP'!J27=\"Yes\",I48/AF48,I48/AH48))","v":"--"},{"$f":"IF(OR($F48=\"--\",$G48=\"--\",$H48=\"*\"),\"--\",IF('5.  Aquatic Toxicity RP'!J27=\"Yes\",J48/AE48,J48/AG48))","v":"--"},null,"--","--",null,{"$f":"IF(AND(ISNUMBER(D48)=FALSE,ISNUMBER(E48)=TRUE,D48<>\"data\"),\"    n/a\",IF(AND(D48=\"--\",E48=\"--\"),\"--\",IF(F48=\"--\",\"--\",P48*EXP(0.5*W48^2-NORMSINV($J$4)*W48))))","v":"--"},{"$f":"IF(AND(ISNUMBER(E48)=FALSE,ISNUMBER(D48)=TRUE,E48<>\"data\"),\"n/a\",IF(AND($D48=\"--\",$E48=\"--\"),\"--\",IF($F48=\"--\",\"--\",Q48*EXP(0.5*X48^2-NORMSINV($J$4)*X48))))","v":"--"},"--",null,"--","--","--",{"$f":"IF(W48=\"--\",\"--\",EXP(0.5*W48^2-NORMSINV($J$4)*W48))","v":"--"},{"$f":"IF(X48=\"--\",\"--\",EXP(0.5*X48^2-NORMSINV($J$4)*X48))","v":"--"},{"$f":"IF(Y48=\"--\",\"--\",EXP(NORMSINV($J$5)*Y48-0.5*Y48^2))","v":"--"},{"$f":"IF(W48=\"--\",\"--\",EXP(NORMSINV(J$6)*$W48-0.5*$W48^2))","v":"--"},null,0.97799999999999998,0.98599999999999999,0.94599999999999995,0.94599999999999995]
["Cyanide (total)",{"$f":"IF('5.  Aquatic Toxicity RP'!$L50=\"yes\",\"Yes\",\"--\")","v":"--"},{"$f":"IF('5.  Aquatic Toxicity RP'!M50=\"yes\",\"Yes\",\"--\")","v":"--"},null,null,null,null,null,null,null,{"$f":"IF(I49=\"--\",\"--\", IF($I49<'2. Summary Eff Data'!C53,'2. Summary Eff Data'!C53, \"N/A\"))","v":5},{"$f":"IF(J49=\"--\",\"--\", IF($J49<'2. Summary Eff Data'!C53,'2. Summary Eff Data'!C53, \"N/A\"))","v":5},{"$f":"IF(OR($F49=\"--\",$G49=\"--\",$H49=\"*\"),\"--\",IF('5.  Aquatic Toxicity RP'!J28=\"Yes\",I49/AF49,I49/AH49))","v":{"$error":"#DIV/0!"}},{"$f":"IF(OR($F49=\"--\",$G49=\"--\",$H49=\"*\"),\"--\",IF('5.  Aquatic Toxicity RP'!J28=\"Yes\",J49/AE49,J49/AG49))","v":{"$error":"#DIV/0!"}},null,{"$error":"#VALUE!"},{"$error":"#VALUE!"}]
["Cyanide (free)",{"$f":"IF('5.  Aquatic Toxicity RP'!$L51=\"yes\",\"Yes\",\"--\")","v":"--"},{"$f":"IF('5.  Aquatic Toxicity RP'!M51=\"yes\",\"Yes\",\"--\")","v":"--"},{"$f":"IF(B50=\"yes\",'5.  Aquatic Toxicity RP'!J51,\"--\")","v":"--"},{"$f":"IF(C50=\"yes\",'5.  Aquatic Toxicity RP'!K51,\"--\")","v":"--"},{"$f":"IF(OR(B50=\"yes\",C50=\"yes\")=FALSE,\"--\",'5.  Aquatic Toxicity RP'!G51)","v":"--"},{"$f":"IF(OR($B50=\"yes\",$C50=\"yes\")=FALSE,\"--\",'5.  Aquatic Toxicity RP'!D51)","v":"--"},"*",{"$f":"IF(OR($F50=\"--\",$G50=\"--\",$H50=\"*\"),\"--\",$U50*EXP(NORMSINV(I$16)*Y50-0.5*Y50^2))","v":"--"},{"$f":"IF(OR($F50=\"--\",$G50=\"--\",$H50=\"*\"),\"--\",$U50*EXP(NORMSINV(J$16)*W50-0.5*W50^2))","v":"--"},{"$f":"IF(I50=\"--\",\"--\", IF($I50<'2. Summary Eff Data'!C54,'2. Summary Eff Data'!C54, \"N/A\"))","v":"--"},{"$f":"IF(J50=\"--\",\"--\", IF($J50<'2. Summary Eff Data'!C54,'2. Summary Eff Data'!C54, \"N/A\"))","v":"--"},null,null,null,"--","--",null,{"$f":"IF(AND(ISNUMBER(D50)=FALSE,ISNUMBER(E50)=TRUE,D50<>\"data\"),\"    n/a\",IF(AND(D50=\"--\",E50=\"--\"),\"--\",IF(F50=\"--\",\"--\",P50*EXP(0.5*W50^2-NORMSINV($J$4)*W50))))","v":"--"},{"$f":"IF(AND(ISNUMBER(E50)=FALSE,ISNUMBER(D50)=TRUE,E50<>\"data\"),\"n/a\",IF(AND($D50=\"--\",$E50=\"--\"),\"--\",IF($F50=\"--\",\"--\",Q50*EXP(0.5*X50^2-NORMSINV($J$4)*X50))))","v":"--"},"--",null,"--","--","--",{"$f":"IF(W50=\"--\",\"--\",EXP(0.5*W50^2-NORMSINV($J$4)*W50))","v":"--"},{"$f":"IF(X50=\"--\",\"--\",EXP(0.5*X50^2-NORMSINV($J$4)*X50))","v":"--"},{"$f":"IF(Y50=\"--\",\"--\",EXP(NORMSINV($J$5)*Y50-0.5*Y50^2))","v":"--"},{"$f":"IF(W50=\"--\",\"--\",EXP(NORMSINV(J$6)*$W50-0.5*$W50^2))","v":"--"}]
["Total phenolic compounds"]
["Table 2:  Volatile organic compounds"]
["Acrolein"]
["Acrylonitrile"]
["Benzene"]
["Bromoform"]
["Carbon Tetrachloride"]
["Chlorobenzene"]
["Chlorodibromomethane"]
["Chloroethane"]
["2-chloroethylvinyl ether"]
["Chloroform"]
["1,2-Dichlorobenzene (o)"]
["1,3-Dichlorobenzene (m)"]
["1,4-Dichlorobenzene (p)"]
["Dichlorobromomethane"]
["1,1-dichloroethane"]
["1,2-dichloroethane"]
["1,2-trans-dichloroethylene"]
["1,1-dichloroethylene"]
["1,2-dichloropropane"]
["1,3-dichloropropene"]
["Ethylbenzene"]
["Methyl Bromide"]
["methyl chloride"]
["Methylene Chloride"]
["1,1,2,2-tetrachloroethane"]
["Tetrachloroethylene"]
["Toluene"]
["1,1,1-trichloroethane"]
["1,1,2-trichloroethane"]
["Trichloroethylene"]
["Vinyl Chloride"]
["Table 2:  Acid-extractable compounds"]
["p-chloro-m-cresol "]
["2-chlorophenol"]
["2,4-dichlorophenol"]
["2,4-dimethylphenol"]
["4,6-dinitro-o-cresol"]
["2,4-dinitrophenol"]
["2-nitrophenol"]
["4-nitrophenol"]
["Pentachlorophenol",{"$f":"IF('5.  Aquatic Toxicity RP'!$L94=\"yes\",\"Yes\",\"--\")","v":"--"},{"$f":"IF('5.  Aquatic Toxicity RP'!M94=\"yes\",\"Yes\",\"--\")","v":"--"},{"$f":"IF(B93=\"yes\",'5.  Aquatic Toxicity RP'!J94,\"--\")","v":"--"},{"$f":"IF(C93=\"yes\",'5.  Aquatic Toxicity RP'!K94,\"--\")","v":"--"},{"$f":"IF(OR(B93=\"yes\",C93=\"yes\")=FALSE,\"--\",'5.  Aquatic Toxicity RP'!G94)","v":"--"},{"$f":"IF(OR($B93=\"yes\",$C93=\"yes\")=FALSE,\"--\",'5.  Aquatic Toxicity RP'!D94)","v":"--"},"*",{"$f":"IF(OR($F93=\"--\",$G93=\"--\",$H93=\"*\"),\"--\",$U93*EXP(NORMSINV(I$16)*Y93-0.5*Y93^2))","v":"--"},{"$f":"IF(OR($F93=\"--\",$G93=\"--\",$H93=\"*\"),\"--\",$U93*EXP(NORMSINV(J$16)*W93-0.5*W93^2))","v":"--"},{"$f":"IF(I93=\"--\",\"--\", IF($I93<'2. Summary Eff Data'!C97,'2. Summary Eff Data'!C97, \"N/A\"))","v":"--"},{"$f":"IF(J93=\"--\",\"--\", IF($J93<'2. Summary Eff Data'!C97,'2. Summary Eff Data'!C97, \"N/A\"))","v":"--"},null,null,null,{"$f":"IF(D93=\"--\",\"--\",IF($F93>D93,D93,$J$2*(D93-$F93)+$F93))","v":"--"},{"$f":"IF(E93=\"--\",\"--\",IF($F93>E93,E93,$J$3*(E93-$F93)+$F93))","v":"--"},null,{"$f":"IF(AND(ISNUMBER(D93)=FALSE,ISNUMBER(E93)=TRUE,D93<>\"data\"),\"    n/a\",IF(AND(D93=\"--\",E93=\"--\"),\"--\",IF(F93=\"--\",\"--\",P93*EXP(0.5*W93^2-NORMSINV($J$4)*W93))))","v":"--"},{"$f":"IF(AND(ISNUMBER(E93)=FALSE,ISNUMBER(D93)=TRUE,E93<>\"data\"),\"n/a\",IF(AND($D93=\"--\",$E93=\"--\"),\"--\",IF($F93=\"--\",\"--\",Q93*EXP(0.5*X93^2-NORMSINV($J$4)*X93))))","v":"--"},{"$f":"IF(AND(F93=\"*\",D93=\"*\",E93=\"*\"),\"*\",IF(ISNUMBER(S93)=FALSE,T93,IF(ISNUMBER(T93)=FALSE,S93,MIN(VALUE(S93),VALUE(T93)))))","v":"--"},null,{"$f":"IF(G93=\"--\",\"--\",SQRT(LN(G93^2+1)))","v":"--"},{"$f":"IF(G93=\"--\",\"--\",SQRT(LN(G93^2/4+1)))","v":"--"},{"$f":"IF(G93=\"--\",\"--\",IF(H93<2,SQRT(LN(G93^2/2+1)),SQRT(LN(G93^2/H93+1))))","v":"--"},{"$f":"IF(W93=\"--\",\"--\",EXP(0.5*W93^2-NORMSINV($J$4)*W93))","v":"--"},{"$f":"IF(X93=\"--\",\"--\",EXP(0.5*X93^2-NORMSINV($J$4)*X93))","v":"--"},{"$f":"IF(Y93=\"--\",\"--\",EXP(NORMSINV($J$5)*Y93-0.5*Y93^2))","v":"--"},{"$f":"IF(W93=\"--\",\"--\",EXP(NORMSINV(J$6)*$W93-0.5*$W93^2))","v":"--"}]
["Phenol"]
["2,4,5-trichlorophenol"]
["2,4,6-trichlorophenol"]
["Table 2:  Base-neutral compounds"]
["Acenaphthene"]
["Acenaphthylene"]
["Anthracene"]
["Azobenzene"]
["Benzidine"]
["Benzo(a)anthracene"]
["Benzo(a)pyrene"]
["Benzo(b)fluoranthene"]
["Benzo(ghi)perylene"]
["Benzo(k)fluoranthene"]
["Bis (2-chloroethoxy) methane"]
["Bis(2-chloroethyl)ether"]
["Bis(2-chloroisopropyl)ether"]
["Chloromethyl Ether, bis"]
["Bis (2-ethylhexyl)phthalate"]
["4-bromophenyl phenyl ether"]
["Butylbenzyl phthalate"]
["2-chloronaphthalene"]
["4-chlorophenyl phenyl ether"]
["Chrysene"]
["Di-n-butyl phthalate"]
["Di-n-octyl phthalate"]
["Dibenzo(a,h)anthracene"]
["3,3-Dichlorobenzidine"]
["Diethyl phthalate"]
["Dimethyl phthalate"]
["2,4-dinitrotoluene"]
["2,6-dinitrotoluene"]
["1,2-diphenylhydrazine"]
["Fluoranthene"]
["Fluorene"]
["Hexachlorobenzene"]
["Hexachlorobutadiene"]
["Hexachlorocyclopentadiene"]
["Hexachloroethane"]
["Indeno(1,2,3-cd)pyrene"]
["Isophorone"]
["Napthalene"]
["Nitrobenzene"]
["N-nitrosodimethylamine"]
["N-nitrosodi-n-propylamine"]
["N-nitrosodiphenylamine"]
["Pentachlorobenzene"]
["Phenanthrene"]
["Pyrene"]
["1,2,4-trichlorobenzene"]
["Tetrachlorobenzene,1,2,4,5"]
["Table 3:  Pesticides and PCBs"]
["Aldrin",{"$f":"IF('5.  Aquatic Toxicity RP'!$L147=\"yes\",\"Yes\",\"--\")","v":"--"},{"$f":"IF('5.  Aquatic Toxicity RP'!M147=\"yes\",\"Yes\",\"--\")","v":"--"},{"$f":"IF(B146=\"yes\",'5.  Aquatic Toxicity RP'!J147,\"--\")","v":"--"},{"$f":"IF(C146=\"yes\",'5.  Aquatic Toxicity RP'!K147,\"--\")","v":"--"},{"$f":"IF(OR(B146=\"yes\",C146=\"yes\")=FALSE,\"--\",'5.  Aquatic Toxicity RP'!G147)","v":"--"},{"$f":"IF(OR($B146=\"yes\",$C146=\"yes\")=FALSE,\"--\",'5.  Aquatic Toxicity RP'!D147)","v":"--"},"*",{"$f":"IF(OR($F146=\"--\",$G146=\"--\",$H146=\"*\"),\"--\",$U146*EXP(NORMSINV(I$16)*Y146-0.5*Y146^2))","v":"--"},{"$f":"IF(OR($F146=\"--\",$G146=\"--\",$H146=\"*\"),\"--\",$U146*EXP(NORMSINV(J$16)*W146-0.5*W146^2))","v":"--"},{"$f":"IF(I146=\"--\",\"--\", IF($I146<'2. Summary Eff Data'!C150,'2. Summary Eff Data'!C150, \"N/A\"))","v":"--"},{"$f":"IF(J146=\"--\",\"--\", IF($J146<'2. Summary Eff Data'!C150,'2. Summary Eff Data'!C150, \"N/A\"))","v":"--"},null,null,null,{"$f":"IF(D146=\"--\",\"--\",IF($F146>D146,D146,$J$2*(D146-$F146)+$F146))","v":"--"},{"$f":"IF(E146=\"--\",\"--\",IF($F146>E146,E146,$J$3*(E146-$F146)+$F146))","v":"--"},null,{"$f":"IF(AND(ISNUMBER(D146)=FALSE,ISNUMBER(E146)=TRUE,D146<>\"data\"),\"    n/a\",IF(AND(D146=\"--\",E146=\"--\"),\"--\",IF(F146=\"--\",\"--\",P146*EXP(0.5*W146^2-NORMSINV($J$4)*W146))))","v":"--"},{"$f":"IF(AND(ISNUMBER(E146)=FALSE,ISNUMBER(D146)=TRUE,E146<>\"data\"),\"n/a\",IF(AND($D146=\"--\",$E146=\"--\"),\"--\",IF($F146=\"--\",\"--\",Q146*EXP(0.5*X146^2-NORMSINV($J$4)*X146))))","v":"--"},{"$f":"IF(AND(F146=\"*\",D146=\"*\",E146=\"*\"),\"*\",IF(ISNUMBER(S146)=FALSE,T146,IF(ISNUMBER(T146)=FALSE,S146,MIN(VALUE(S146),VALUE(T146)))))","v":"--"},null,{"$f":"IF(G146=\"--\",\"--\",SQRT(LN(G146^2+1)))","v":"--"},{"$f":"IF(G146=\"--\",\"--\",SQRT(LN(G146^2/4+1)))","v":"--"},{"$f":"IF(G146=\"--\",\"--\",IF(H146<2,SQRT(LN(G146^2/2+1)),SQRT(LN(G146^2/H146+1))))","v":"--"},{"$f":"IF(W146=\"--\",\"--\",EXP(0.5*W146^2-NORMSINV($J$4)*W146))","v":"--"},{"$f":"IF(X146=\"--\",\"--\",EXP(0.5*X146^2-NORMSINV($J$4)*X146))","v":"--"},{"$f":"IF(Y146=\"--\",\"--\",EXP(NORMSINV($J$5)*Y146-0.5*Y146^2))","v":"--"},{"$f":"IF(W146=\"--\",\"--\",EXP(NORMSINV(J$6)*$W146-0.5*$W146^2))","v":"--"}]
["BHC-Technical",{"$f":"IF('5.  Aquatic Toxicity RP'!$L148=\"yes\",\"Yes\",\"--\")","v":"--"},{"$f":"IF('5.  Aquatic Toxicity RP'!M148=\"yes\",\"Yes\",\"--\")","v":"--"},null,null,null,null,null,null,null,{"$f":"IF(I147=\"--\",\"--\", IF($I147<'2. Summary Eff Data'!C151,'2. Summary Eff Data'!C151, \"N/A\"))","v":0.01},{"$f":"IF(J147=\"--\",\"--\", IF($J147<'2. Summary Eff Data'!C151,'2. Summary Eff Data'!C151, \"N/A\"))","v":0.01},null,null,null,{"$error":"#VALUE!"},{"$error":"#VALUE!"}]
["BHC-alpha",{"$f":"IF('5.  Aquatic Toxicity RP'!$L149=\"yes\",\"Yes\",\"--\")","v":"--"},{"$f":"IF('5.  Aquatic Toxicity RP'!M149=\"yes\",\"Yes\",\"--\")","v":"--"},null,null,null,null,null,null,null,{"$f":"IF(I148=\"--\",\"--\", IF($I148<'2. Summary Eff Data'!C152,'2. Summary Eff Data'!C152, \"N/A\"))","v":0.01},{"$f":"IF(J148=\"--\",\"--\", IF($J148<'2. Summary Eff Data'!C152,'2. Summary Eff Data'!C152, \"N/A\"))","v":0.01},null,null,null,{"$error":"#VALUE!"},{"$error":"#VALUE!"}]
["BHC-beta",{"$f":"IF('5.  Aquatic Toxicity RP'!$L150=\"yes\",\"Yes\",\"--\")","v":"--"},{"$f":"IF('5.  Aquatic Toxicity RP'!M150=\"yes\",\"Yes\",\"--\")","v":"--"},null,null,null,null,null,null,null,{"$f":"IF(I149=\"--\",\"--\", IF($I149<'2. Summary Eff Data'!C153,'2. Summary Eff Data'!C153, \"N/A\"))","v":0.01},{"$f":"IF(J149=\"--\",\"--\", IF($J149<'2. Summary Eff Data'!C153,'2. Summary Eff Data'!C153, \"N/A\"))","v":0.01},null,null,null,{"$error":"#VALUE!"},{"$error":"#VALUE!"}]
["BHC-delta",{"$f":"IF('5.  Aquatic Toxicity RP'!$L151=\"yes\",\"Yes\",\"--\")","v":"--"},{"$f":"IF('5.  Aquatic Toxicity RP'!M151=\"yes\",\"Yes\",\"--\")","v":"--"},null,null,null,null,null,null,null,{"$f":"IF(I150=\"--\",\"--\", IF($I150<'2. Summary Eff Data'!C154,'2. Summary Eff Data'!C154, \"N/A\"))","v":0.01},{"$f":"IF(J150=\"--\",\"--\", IF($J150<'2. Summary Eff Data'!C154,'2. Summary Eff Data'!C154, \"N/A\"))","v":0.01},null,null,null,{"$error":"#VALUE!"},{"$error":"#VALUE!"}]
["BHC-gamma (Lindane)",{"$f":"IF('5.  Aquatic Toxicity RP'!$L152=\"yes\",\"Yes\",\"--\")","v":"--"},{"$f":"IF('5.  Aquatic Toxicity RP'!M152=\"yes\",\"Yes\",\"--\")","v":"--"},{"$f":"IF(B151=\"yes\",'5.  Aquatic Toxicity RP'!J152,\"--\")","v":"--"},{"$f":"IF(C151=\"yes\",'5.  Aquatic Toxicity RP'!K152,\"--\")","v":"--"},{"$f":"IF(OR(B151=\"yes\",C151=\"yes\")=FALSE,\"--\",'5.  Aquatic Toxicity RP'!G152)","v":"--"},{"$f":"IF(OR($B151=\"yes\",$C151=\"yes\")=FALSE,\"--\",'5.  Aquatic Toxicity RP'!D152)","v":"--"},"*",{"$f":"IF(OR($F151=\"--\",$G151=\"--\",$H151=\"*\"),\"--\",$U151*EXP(NORMSINV(I$16)*Y151-0.5*Y151^2))","v":"--"},{"$f":"IF(OR($F151=\"--\",$G151=\"--\",$H151=\"*\"),\"--\",$U151*EXP(NORMSINV(J$16)*W151-0.5*W151^2))","v":"--"},{"$f":"IF(I151=\"--\",\"--\", IF($I151<'2. Summary Eff Data'!C155,'2. Summary Eff Data'!C155, \"N/A\"))","v":"--"},{"$f":"IF(J151=\"--\",\"--\", IF($J151<'2. Summary Eff Data'!C155,'2. Summary Eff Data'!C155, \"N/A\"))","v":"--"},null,null,null,"--","--",null,{"$f":"IF(AND(ISNUMBER(D151)=FALSE,ISNUMBER(E151)=TRUE,D151<>\"data\"),\"    n/a\",IF(AND(D151=\"--\",E151=\"--\"),\"--\",IF(F151=\"--\",\"--\",P151*EXP(0.5*W151^2-NORMSINV($J$4)*W151))))","v":"--"},{"$f":"IF(AND(ISNUMBER(E151)=FALSE,ISNUMBER(D151)=TRUE,E151<>\"data\"),\"n/a\",IF(AND($D151=\"--\",$E151=\"--\"),\"--\",IF($F151=\"--\",\"--\",Q151*EXP(0.5*X151^2-NORMSINV($J$4)*X151))))","v":"--"},"--",null,"--","--","--",{"$f":"IF(W151=\"--\",\"--\",EXP(0.5*W151^2-NORMSINV($J$4)*W151))","v":"--"},"--",{"$f":"IF(Y151=\"--\",\"--\",EXP(NORMSINV($J$5)*Y151-0.5*Y151^2))","v":"--"},{"$f":"IF(W151=\"--\",\"--\",EXP(NORMSINV(J$6)*$W151-0.5*$W151^2))","v":"--"}]
["Chlordane",{"$f":"IF('5.  Aquatic Toxicity RP'!$L153=\"yes\",\"Yes\",\"--\")","v":"--"},{"$f":"IF('5.  Aquatic Toxicity RP'!M153=\"yes\",\"Yes\",\"--\")","v":"--"},{"$f":"IF(B152=\"yes\",'5.  Aquatic Toxicity RP'!J153,\"--\")","v":"--"},{"$f":"IF(C152=\"yes\",'5.  Aquatic Toxicity RP'!K153,\"--\")","v":"--"},{"$f":"IF(OR(B152=\"yes\",C152=\"yes\")=FALSE,\"--\",'5.  Aquatic Toxicity RP'!G153)","v":"--"},{"$f":"IF(OR($B152=\"yes\",$C152=\"yes\")=FALSE,\"--\",'5.  Aquatic Toxicity RP'!D153)","v":"--"},"*",{"$f":"IF(OR($F152=\"--\",$G152=\"--\",$H152=\"*\"),\"--\",$U152*EXP(NORMSINV(I$16)*Y152-0.5*Y152^2))","v":"--"},{"$f":"IF(OR($F152=\"--\",$G152=\"--\",$H152=\"*\"),\"--\",$U152*EXP(NORMSINV(J$16)*W152-0.5*W152^2))","v":"--"},{"$f":"IF(I152=\"--\",\"--\", IF($I152<'2. Summary Eff Data'!C156,'2. Summary Eff Data'!C156, \"N/A\"))","v":"--"},{"$f":"IF(J152=\"--\",\"--\", IF($J152<'2. Summary Eff Data'!C156,'2. Summary Eff Data'!C156, \"N/A\"))","v":"--"},null,null,null,"--","--",null,{"$f":"IF(AND(ISNUMBER(D152)=FALSE,ISNUMBER(E152)=TRUE,D152<>\"data\"),\"    n/a\",IF(AND(D152=\"--\",E152=\"--\"),\"--\",IF(F152=\"--\",\"--\",P152*EXP(0.5*W152^2-NORMSINV($J$4)*W152))))","v":"--"},{"$f":"IF(AND(ISNUMBER(E152)=FALSE,ISNUMBER(D152)=TRUE,E152<>\"data\"),\"n/a\",IF(AND($D152=\"--\",$E152=\"--\"),\"--\",IF($F152=\"--\",\"--\",Q152*EXP(0.5*X152^2-NORMSINV($J$4)*X152))))","v":"--"},"--",null,"--","--","--","--","--",{"$f":"IF(Y152=\"--\",\"--\",EXP(NORMSINV($J$5)*Y152-0.5*Y152^2))","v":"--"},{"$f":"IF(W152=\"--\",\"--\",EXP(NORMSINV(J$6)*$W152-0.5*$W152^2))","v":"--"}]
["Chloropyrifos",{"$f":"IF('5.  Aquatic Toxicity RP'!$L154=\"yes\",\"Yes\",\"--\")","v":"--"},{"$f":"IF('5.  Aquatic Toxicity RP'!M154=\"yes\",\"Yes\",\"--\")","v":"--"},{"$f":"IF(B153=\"yes\",'5.  Aquatic Toxicity RP'!J154,\"--\")","v":"--"},{"$f":"IF(C153=\"yes\",'5.  Aquatic Toxicity RP'!K154,\"--\")","v":"--"},{"$f":"IF(OR(B153=\"yes\",C153=\"yes\")=FALSE,\"--\",'5.  Aquatic Toxicity RP'!G154)","v":"--"},{"$f":"IF(OR($B153=\"yes\",$C153=\"yes\")=FALSE,\"--\",'5.  Aquatic Toxicity RP'!D154)","v":"--"},"*",{"$f":"IF(OR($F153=\"--\",$G153=\"--\",$H153=\"*\"),\"--\",$U153*EXP(NORMSINV(I$16)*Y153-0.5*Y153^2))","v":"--"},{"$f":"IF(OR($F153=\"--\",$G153=\"--\",$H153=\"*\"),\"--\",$U153*EXP(NORMSINV(J$16)*W153-0.5*W153^2))","v":"--"},{"$f":"IF(I153=\"--\",\"--\", IF($I153<'2. Summary Eff Data'!C157,'2. Summary Eff Data'!C157, \"N/A\"))","v":"--"},{"$f":"IF(J153=\"--\",\"--\", IF($J153<'2. Summary Eff Data'!C157,'2. Summary Eff Data'!C157, \"N/A\"))","v":"--"},null,null,null,"--","--",null,{"$f":"IF(AND(ISNUMBER(D153)=FALSE,ISNUMBER(E153)=TRUE,D153<>\"data\"),\"    n/a\",IF(AND(D153=\"--\",E153=\"--\"),\"--\",IF(F153=\"--\",\"--\",P153*EXP(0.5*W153^2-NORMSINV($J$4)*W153))))","v":"--"},{"$f":"IF(AND(ISNUMBER(E153)=FALSE,ISNUMBER(D153)=TRUE,E153<>\"data\"),\"n/a\",IF(AND($D153=\"--\",$E153=\"--\"),\"--\",IF($F153=\"--\",\"--\",Q153*EXP(0.5*X153^2-NORMSINV($J$4)*X153))))","v":"--"},"--",null,"--","--","--","--","--",{"$f":"IF(Y153=\"--\",\"--\",EXP(NORMSINV($J$5)*Y153-0.5*Y153^2))","v":"--"},{"$f":"IF(W153=\"--\",\"--\",EXP(NORMSINV(J$6)*$W153-0.5*$W153^2))","v":"--"}]
["Demeton",{"$f":"IF('5.  Aquatic Toxicity RP'!$L155=\"yes\",\"Yes\",\"--\")","v":"--"},{"$f":"IF('5.  Aquatic Toxicity RP'!M155=\"yes\",\"Yes\",\"--\")","v":"--"},{"$f":"IF(B154=\"yes\",'5.  Aquatic Toxicity RP'!J155,\"--\")","v":"--"},{"$f":"IF(C154=\"yes\",'5.  Aquatic Toxicity RP'!K155,\"--\")","v":"--"},{"$f":"IF(OR(B154=\"yes\",C154=\"yes\")=FALSE,\"--\",'5.  Aquatic Toxicity RP'!G155)","v":"--"},{"$f":"IF(OR($B154=\"yes\",$C154=\"yes\")=FALSE,\"--\",'5.  Aquatic Toxicity RP'!D155)","v":"--"},"*",{"$f":"IF(OR($F154=\"--\",$G154=\"--\",$H154=\"*\"),\"--\",$U154*EXP(NORMSINV(I$16)*Y154-0.5*Y154^2))","v":"--"},{"$f":"IF(OR($F154=\"--\",$G154=\"--\",$H154=\"*\"),\"--\",$U154*EXP(NORMSINV(J$16)*W154-0.5*W154^2))","v":"--"},{"$f":"IF(I154=\"--\",\"--\", IF($I154<'2. Summary Eff Data'!C158,'2. Summary Eff Data'!C158, \"N/A\"))","v":"--"},{"$f":"IF(J154=\"--\",\"--\", IF($J154<'2. Summary Eff Data'!C158,'2. Summary Eff Data'!C158, \"N/A\"))","v":"--"},null,null,null,"--","--",null,{"$f":"IF(AND(ISNUMBER(D154)=FALSE,ISNUMBER(E154)=TRUE,D154<>\"data\"),\"    n/a\",IF(AND(D154=\"--\",E154=\"--\"),\"--\",IF(F154=\"--\",\"--\",P154*EXP(0.5*W154^2-NORMSINV($J$4)*W154))))","v":"--"},{"$f":"IF(AND(ISNUMBER(E154)=FALSE,ISNUMBER(D154)=TRUE,E154<>\"data\"),\"n/a\",IF(AND($D154=\"--\",$E154=\"--\"),\"--\",IF($F154=\"--\",\"--\",Q154*EXP(0.5*X154^2-NORMSINV($J$4)*X154))))","v":"--"},"--",null,"--","--","--","--","--",{"$f":"IF(Y154=\"--\",\"--\",EXP(NORMSINV($J$5)*Y154-0.5*Y154^2))","v":"--"},{"$f":"IF(W154=\"--\",\"--\",EXP(NORMSINV(J$6)*$W154-0.5*$W154^2))","v":"--"}]
["DDD 4,4'",{"$f":"IF('5.  Aquatic Toxicity RP'!$L156=\"yes\",\"Yes\",\"--\")","v":"--"},{"$f":"IF('5.  Aquatic Toxicity RP'!M156=\"yes\",\"Yes\",\"--\")","v":"--"},null,null,null,null,null,null,null,{"$f":"IF(I155=\"--\",\"--\", IF($I155<'2. Summary Eff Data'!C159,'2. Summary Eff Data'!C159, \"N/A\"))","v":0.01},{"$f":"IF(J155=\"--\",\"--\", IF($J155<'2. Summary Eff Data'!C159,'2. Summary Eff Data'!C159, \"N/A\"))","v":0.01},null,null,null,{"$error":"#VALUE!"},{"$error":"#VALUE!"}]
["DDE 4,4'",{"$f":"IF('5.  Aquatic Toxicity RP'!$L157=\"yes\",\"Yes\",\"--\")","v":"--"},{"$f":"IF('5.  Aquatic Toxicity RP'!M157=\"yes\",\"Yes\",\"--\")","v":"--"},null,null,null,null,null,null,null,{"$f":"IF(I156=\"--\",\"--\", IF($I156<'2. Summary Eff Data'!C160,'2. Summary Eff Data'!C160, \"N/A\"))","v":0.01},{"$f":"IF(J156=\"--\",\"--\", IF($J156<'2. Summary Eff Data'!C160,'2. Summary Eff Data'!C160, \"N/A\"))","v":0.01},null,null,null,{"$error":"#VALUE!"},{"$error":"#VALUE!"}]
["DDT 4,4'",{"$f":"IF('5.  Aquatic Toxicity RP'!$L158=\"yes\",\"Yes\",\"--\")","v":"--"},{"$f":"IF('5.  Aquatic Toxicity RP'!M158=\"yes\",\"Yes\",\"--\")","v":"--"},{"$f":"IF(B157=\"yes\",'5.  Aquatic Toxicity RP'!J158,\"--\")","v":"--"},{"$f":"IF(C157=\"yes\",'5.  Aquatic Toxicity RP'!K158,\"--\")","v":"--"},{"$f":"IF(OR(B157=\"yes\",C157=\"yes\")=FALSE,\"--\",'5.  Aquatic Toxicity RP'!G158)","v":"--"},{"$f":"IF(OR($B157=\"yes\",$C157=\"yes\")=FALSE,\"--\",'5.  Aquatic Toxicity RP'!D158)","v":"--"},"*",{"$f":"IF(OR($F157=\"--\",$G157=\"--\",$H157=\"*\"),\"--\",$U157*EXP(NORMSINV(I$16)*Y157-0.5*Y157^2))","v":"--"},{"$f":"IF(OR($F157=\"--\",$G157=\"--\",$H157=\"*\"),\"--\",$U157*EXP(NORMSINV(J$16)*W157-0.5*W157^2))","v":"--"},{"$f":"IF(I157=\"--\",\"--\", IF($I157<'2. Summary Eff Data'!C161,'2. Summary Eff Data'!C161, \"N/A\"))","v":"--"},{"$f":"IF(J157=\"--\",\"--\", IF($J157<'2. Summary Eff Data'!C161,'2. Summary Eff Data'!C161, \"N/A\"))","v":"--"},null,null,null,"--","--",null,{"$f":"IF(AND(ISNUMBER(D157)=FALSE,ISNUMBER(E157)=TRUE,D157<>\"data\"),\"    n/a\",IF(AND(D157=\"--\",E157=\"--\"),\"--\",IF(F157=\"--\",\"--\",P157*EXP(0.5*W157^2-NORMSINV($J$4)*W157))))","v":"--"},{"$f":"IF(AND(ISNUMBER(E157)=FALSE,ISNUMBER(D157)=TRUE,E157<>\"data\"),\"n/a\",IF(AND($D157=\"--\",$E157=\"--\"),\"--\",IF($F157=\"--\",\"--\",Q157*EXP(0.5*X157^2-NORMSINV($J$4)*X157))))","v":"--"},"--",null,"--","--","--",{"$f":"IF(W157=\"--\",\"--\",EXP(0.5*W157^2-NORMSINV($J$4)*W157))","v":"--"},"--",{"$f":"IF(Y157=\"--\",\"--\",EXP(NORMSINV($J$5)*Y157-0.5*Y157^2))","v":"--"},{"$f":"IF(W157=\"--\",\"--\",EXP(NORMSINV(J$6)*$W157-0.5*$W157^2))","v":"--"}]
["Dieldrin",{"$f":"IF('5.  Aquatic Toxicity RP'!$L159=\"yes\",\"Yes\",\"--\")","v":"--"},{"$f":"IF('5.  Aquatic Toxicity RP'!M159=\"yes\",\"Yes\",\"--\")","v":"--"},{"$f":"IF(B158=\"yes\",'5.  Aquatic Toxicity RP'!J159,\"--\")","v":"--"},{"$f":"IF(C158=\"yes\",'5.  Aquatic Toxicity RP'!K159,\"--\")","v":"--"},{"$f":"IF(OR(B158=\"yes\",C158=\"yes\")=FALSE,\"--\",'5.  Aquatic Toxicity RP'!G159)","v":"--"},{"$f":"IF(OR($B158=\"yes\",$C158=\"yes\")=FALSE,\"--\",'5.  Aquatic Toxicity RP'!D159)","v":"--"},"*",{"$f":"IF(OR($F158=\"--\",$G158=\"--\",$H158=\"*\"),\"--\",$U158*EXP(NORMSINV(I$16)*Y158-0.5*Y158^2))","v":"--"},{"$f":"IF(OR($F158=\"--\",$G158=\"--\",$H158=\"*\"),\"--\",$U158*EXP(NORMSINV(J$16)*W158-0.5*W158^2))","v":"--"},{"$f":"IF(I158=\"--\",\"--\", IF($I158<'2. Summary Eff Data'!C162,'2. Summary Eff Data'!C162, \"N/A\"))","v":"--"},{"$f":"IF(J158=\"--\",\"--\", IF($J158<'2. Summary Eff Data'!C162,'2. Summary Eff Data'!C162, \"N/A\"))","v":"--"},null,null,null,"--","--",null,{"$f":"IF(AND(ISNUMBER(D158)=FALSE,ISNUMBER(E158)=TRUE,D158<>\"data\"),\"    n/a\",IF(AND(D158=\"--\",E158=\"--\"),\"--\",IF(F158=\"--\",\"--\",P158*EXP(0.5*W158^2-NORMSINV($J$4)*W158))))","v":"--"},{"$f":"IF(AND(ISNUMBER(E158)=FALSE,ISNUMBER(D158)=TRUE,E158<>\"data\"),\"n/a\",IF(AND($D158=\"--\",$E158=\"--\"),\"--\",IF($F158=\"--\",\"--\",Q158*EXP(0.5*X158^2-NORMSINV($J$4)*X158))))","v":"--"},"--",null,"--","--","--","--","--",{"$f":"IF(Y158=\"--\",\"--\",EXP(NORMSINV($J$5)*Y158-0.5*Y158^2))","v":"--"},{"$f":"IF(W158=\"--\",\"--\",EXP(NORMSINV(J$6)*$W158-0.5*$W158^2))","v":"--"}]
["Endosulfan alpha",{"$f":"IF('5.  Aquatic Toxicity RP'!$L160=\"yes\",\"Yes\",\"--\")","v":"--"},{"$f":"IF('5.  Aquatic Toxicity RP'!M160=\"yes\",\"Yes\",\"--\")","v":"--"},{"$f":"IF(B159=\"yes\",'5.  Aquatic Toxicity RP'!J160,\"--\")","v":"--"},{"$f":"IF(C159=\"yes\",'5.  Aquatic Toxicity RP'!K160,\"--\")","v":"--"},{"$f":"IF(OR(B159=\"yes\",C159=\"yes\")=FALSE,\"--\",'5.  Aquatic Toxicity RP'!G160)","v":"--"},{"$f":"IF(OR($B159=\"yes\",$C159=\"yes\")=FALSE,\"--\",'5.  Aquatic Toxicity RP'!D160)","v":"--"},"*",{"$f":"IF(OR($F159=\"--\",$G159=\"--\",$H159=\"*\"),\"--\",$U159*EXP(NORMSINV(I$16)*Y159-0.5*Y159^2))","v":"--"},{"$f":"IF(OR($F159=\"--\",$G159=\"--\",$H159=\"*\"),\"--\",$U159*EXP(NORMSINV(J$16)*W159-0.5*W159^2))","v":"--"},{"$f":"IF(I159=\"--\",\"--\", IF($I159<'2. Summary Eff Data'!C163,'2. Summary Eff Data'!C163, \"N/A\"))","v":"--"},{"$f":"IF(J159=\"--\",\"--\", IF($J159<'2. Summary Eff Data'!C163,'2. Summary Eff Data'!C163, \"N/A\"))","v":"--"},null,null,null,"--","--",null,{"$f":"IF(AND(ISNUMBER(D159)=FALSE,ISNUMBER(E159)=TRUE,D159<>\"data\"),\"    n/a\",IF(AND(D159=\"--\",E159=\"--\"),\"--\",IF(F159=\"--\",\"--\",P159*EXP(0.5*W159^2-NORMSINV($J$4)*W159))))","v":"--"},{"$f":"IF(AND(ISNUMBER(E159)=FALSE,ISNUMBER(D159)=TRUE,E159<>\"data\"),\"n/a\",IF(AND($D159=\"--\",$E159=\"--\"),\"--\",IF($F159=\"--\",\"--\",Q159*EXP(0.5*X159^2-NORMSINV($J$4)*X159))))","v":"--"},"--",null,"--","--","--","--","--",{"$f":"IF(Y159=\"--\",\"--\",EXP(NORMSINV($J$5)*Y159-0.5*Y159^2))","v":"--"},{"$f":"IF(W159=\"--\",\"--\",EXP(NORMSINV(J$6)*$W159-0.5*$W159^2))","v":"--"}]
["Endosulfan beta",{"$f":"IF('5.  Aquatic Toxicity RP'!$L161=\"yes\",\"Yes\",\"--\")","v":"--"},{"$f":"IF('5.  Aquatic Toxicity RP'!M161=\"yes\",\"Yes\",\"--\")","v":"--"},{"$f":"IF(B160=\"yes\",'5.  Aquatic Toxicity RP'!J161,\"--\")","v":"--"},{"$f":"IF(C160=\"yes\",'5.  Aquatic Toxicity RP'!K161,\"--\")","v":"--"},{"$f":"IF(OR(B160=\"yes\",C160=\"yes\")=FALSE,\"--\",'5.  Aquatic Toxicity RP'!G161)","v":"--"},{"$f":"IF(OR($B160=\"yes\",$C160=\"yes\")=FALSE,\"--\",'5.  Aquatic Toxicity RP'!D161)","v":"--"},"*",{"$f":"IF(OR($F160=\"--\",$G160=\"--\",$H160=\"*\"),\"--\",$U160*EXP(NORMSINV(I$16)*Y160-0.5*Y160^2))","v":"--"},{"$f":"IF(OR($F160=\"--\",$G160=\"--\",$H160=\"*\"),\"--\",$U160*EXP(NORMSINV(J$16)*W160-0.5*W160^2))","v":"--"},{"$f":"IF(I160=\"--\",\"--\", IF($I160<'2. Summary Eff Data'!C164,'2. Summary Eff Data'!C164, \"N/A\"))","v":"--"},{"$f":"IF(J160=\"--\",\"--\", IF($J160<'2. Summary Eff Data'!C164,'2. Summary Eff Data'!C164, \"N/A\"))","v":"--"},null,null,null,"--","--",null,{"$f":"IF(AND(ISNUMBER(D160)=FALSE,ISNUMBER(E160)=TRUE,D160<>\"data\"),\"    n/a\",IF(AND(D160=\"--\",E160=\"--\"),\"--\",IF(F160=\"--\",\"--\",P160*EXP(0.5*W160^2-NORMSINV($J$4)*W160))))","v":"--"},{"$f":"IF(AND(ISNUMBER(E160)=FALSE,ISNUMBER(D160)=TRUE,E160<>\"data\"),\"n/a\",IF(AND($D160=\"--\",$E160=\"--\"),\"--\",IF($F160=\"--\",\"--\",Q160*EXP(0.5*X160^2-NORMSINV($J$4)*X160))))","v":"--"},"--",null,"--","--","--","--","--",{"$f":"IF(Y160=\"--\",\"--\",EXP(NORMSINV($J$5)*Y160-0.5*Y160^2))","v":"--"},{"$f":"IF(W160=\"--\",\"--\",EXP(NORMSINV(J$6)*$W160-0.5*$W160^2))","v":"--"}]
["Endosulfan Sulfate",{"$f":"IF('5.  Aquatic Toxicity RP'!$L162=\"yes\",\"Yes\",\"--\")","v":"--"},{"$f":"IF('5.  Aquatic Toxicity RP'!M162=\"yes\",\"Yes\",\"--\")","v":"--"},null,null,null,null,null,null,null,{"$f":"IF(I161=\"--\",\"--\", IF($I161<'2. Summary Eff Data'!C165,'2. Summary Eff Data'!C165, \"N/A\"))","v":0.19800000000000001},{"$f":"IF(J161=\"--\",\"--\", IF($J161<'2. Summary Eff Data'!C165,'2. Summary Eff Data'!C165, \"N/A\"))","v":0.19800000000000001},null,null,null,{"$error":"#VALUE!"},{"$error":"#VALUE!"}]
["Endosulfan",{"$f":"IF('5.  Aquatic Toxicity RP'!$L163=\"yes\",\"Yes\",\"--\")","v":"--"},{"$f":"IF('5.  Aquatic Toxicity RP'!M163=\"yes\",\"Yes\",\"--\")","v":"--"},{"$f":"IF(B162=\"yes\",'5.  Aquatic Toxicity RP'!J163,\"--\")","v":"--"},{"$f":"IF(C162=\"yes\",'5.  Aquatic Toxicity RP'!K163,\"--\")","v":"--"},{"$f":"IF(OR(B162=\"yes\",C162=\"yes\")=FALSE,\"--\",'5.  Aquatic Toxicity RP'!G163)","v":"--"},{"$f":"IF(OR($B162=\"yes\",$C162=\"yes\")=FALSE,\"--\",'5.  Aquatic Toxicity RP'!D163)","v":"--"},"*",{"$f":"IF(OR($F162=\"--\",$G162=\"--\",$H162=\"*\"),\"--\",$U162*EXP(NORMSINV(I$16)*Y162-0.5*Y162^2))","v":"--"},{"$f":"IF(OR($F162=\"--\",$G162=\"--\",$H162=\"*\"),\"--\",$U162*EXP(NORMSINV(J$16)*W162-0.5*W162^2))","v":"--"},{"$f":"IF(I162=\"--\",\"--\", IF($I162<'2. Summary Eff Data'!C166,'2. Summary Eff Data'!C166, \"N/A\"))","v":"--"},{"$f":"IF(J162=\"--\",\"--\", IF($J162<'2. Summary Eff Data'!C166,'2. Summary Eff Data'!C166, \"N/A\"))","v":"--"},null,null,null,"--","--",null,{"$f":"IF(AND(ISNUMBER(D162)=FALSE,ISNUMBER(E162)=TRUE,D162<>\"data\"),\"    n/a\",IF(AND(D162=\"--\",E162=\"--\"),\"--\",IF(F162=\"--\",\"--\",P162*EXP(0.5*W162^2-NORMSINV($J$4)*W162))))","v":"--"},{"$f":"IF(AND(ISNUMBER(E162)=FALSE,ISNUMBER(D162)=TRUE,E162<>\"data\"),\"n/a\",IF(AND($D162=\"--\",$E162=\"--\"),\"--\",IF($F162=\"--\",\"--\",Q162*EXP(0.5*X162^2-NORMSINV($J$4)*X162))))","v":"--"},"--",null,"--","--","--",{"$f":"IF(W162=\"--\",\"--\",EXP(0.5*W162^2-NORMSINV($J$4)*W162))","v":"--"},{"$f":"IF(X162=\"--\",\"--\",EXP(0.5*X162^2-NORMSINV($J$4)*X162))","v":"--"},{"$f":"IF(Y162=\"--\",\"--\",EXP(NORMSINV($J$5)*Y162-0.5*Y162^2))","v":"--"},{"$f":"IF(W162=\"--\",\"--\",EXP(NORMSINV(J$6)*$W162-0.5*$W162^2))","v":"--"}]
["Endrin",{"$f":"IF('5.  Aquatic Toxicity RP'!$L164=\"yes\",\"Yes\",\"--\")","v":"--"},{"$f":"IF('5.  Aquatic Toxicity RP'!M164=\"yes\",\"Yes\",\"--\")","v":"--"},{"$f":"IF(B163=\"yes\",'5.  Aquatic Toxicity RP'!J164,\"--\")","v":"--"},{"$f":"IF(C163=\"yes\",'5.  Aquatic Toxicity RP'!K164,\"--\")","v":"--"},{"$f":"IF(OR(B163=\"yes\",C163=\"yes\")=FALSE,\"--\",'5.  Aquatic Toxicity RP'!G164)","v":"--"},{"$f":"IF(OR($B163=\"yes\",$C163=\"yes\")=FALSE,\"--\",'5.  Aquatic Toxicity RP'!D164)","v":"--"},"*",{"$f":"IF(OR($F163=\"--\",$G163=\"--\",$H163=\"*\"),\"--\",$U163*EXP(NORMSINV(I$16)*Y163-0.5*Y163^2))","v":"--"},{"$f":"IF(OR($F163=\"--\",$G163=\"--\",$H163=\"*\"),\"--\",$U163*EXP(NORMSINV(J$16)*W163-0.5*W163^2))","v":"--"},{"$f":"IF(I163=\"--\",\"--\", IF($I163<'2. Summary Eff Data'!C167,'2. Summary Eff Data'!C167, \"N/A\"))","v":"--"},{"$f":"IF(J163=\"--\",\"--\", IF($J163<'2. Summary Eff Data'!C167,'2. Summary Eff Data'!C167, \"N/A\"))","v":"--"},null,null,null,"--","--",null,{"$f":"IF(AND(ISNUMBER(D163)=FALSE,ISNUMBER(E163)=TRUE,D163<>\"data\"),\"    n/a\",IF(AND(D163=\"--\",E163=\"--\"),\"--\",IF(F163=\"--\",\"--\",P163*EXP(0.5*W163^2-NORMSINV($J$4)*W163))))","v":"--"},{"$f":"IF(AND(ISNUMBER(E163)=FALSE,ISNUMBER(D163)=TRUE,E163<>\"data\"),\"n/a\",IF(AND($D163=\"--\",$E163=\"--\"),\"--\",IF($F163=\"--\",\"--\",Q163*EXP(0.5*X163^2-NORMSINV($J$4)*X163))))","v":"--"},"--",null,"--","--","--",{"$f":"IF(W163=\"--\",\"--\",EXP(0.5*W163^2-NORMSINV($J$4)*W163))","v":"--"},{"$f":"IF(X163=\"--\",\"--\",EXP(0.5*X163^2-NORMSINV($J$4)*X163))","v":"--"},{"$f":"IF(Y163=\"--\",\"--\",EXP(NORMSINV($J$5)*Y163-0.5*Y163^2))","v":"--"},{"$f":"IF(W163=\"--\",\"--\",EXP(NORMSINV(J$6)*$W163-0.5*$W163^2))","v":"--"}]
["Endrin Aldehyde",{"$f":"IF('5.  Aquatic Toxicity RP'!$L165=\"yes\",\"Yes\",\"--\")","v":"--"},{"$f":"IF('5.  Aquatic Toxicity RP'!M165=\"yes\",\"Yes\",\"--\")","v":"--"},null,null,null,null,null,null,null,{"$f":"IF(I164=\"--\",\"--\", IF($I164<'2. Summary Eff Data'!C168,'2. Summary Eff Data'!C168, \"N/A\"))","v":1.4999999999999999E-2},{"$f":"IF(J164=\"--\",\"--\", IF($J164<'2. Summary Eff Data'!C168,'2. Summary Eff Data'!C168, \"N/A\"))","v":1.4999999999999999E-2},null,null,null,{"$error":"#VALUE!"},{"$error":"#VALUE!"}]
["Guthion",{"$f":"IF('5.  Aquatic Toxicity RP'!$L166=\"yes\",\"Yes\",\"--\")","v":"--"},{"$f":"IF('5.  Aquatic Toxicity RP'!M166=\"yes\",\"Yes\",\"--\")","v":"--"},{"$f":"IF(B165=\"yes\",'5.  Aquatic Toxicity RP'!J166,\"--\")","v":"--"},{"$f":"IF(C165=\"yes\",'5.  Aquatic Toxicity RP'!K166,\"--\")","v":"--"},{"$f":"IF(OR(B165=\"yes\",C165=\"yes\")=FALSE,\"--\",'5.  Aquatic Toxicity RP'!G166)","v":"--"},{"$f":"IF(OR($B165=\"yes\",$C165=\"yes\")=FALSE,\"--\",'5.  Aquatic Toxicity RP'!D166)","v":"--"},"*",{"$f":"IF(OR($F165=\"--\",$G165=\"--\",$H165=\"*\"),\"--\",$U165*EXP(NORMSINV(I$16)*Y165-0.5*Y165^2))","v":"--"},{"$f":"IF(OR($F165=\"--\",$G165=\"--\",$H165=\"*\"),\"--\",$U165*EXP(NORMSINV(J$16)*W165-0.5*W165^2))","v":"--"},{"$f":"IF(I165=\"--\",\"--\", IF($I165<'2. Summary Eff Data'!C169,'2. Summary Eff Data'!C169, \"N/A\"))","v":"--"},{"$f":"IF(J165=\"--\",\"--\", IF($J165<'2. Summary Eff Data'!C169,'2. Summary Eff Data'!C169, \"N/A\"))","v":"--"},null,null,null,"--","--",null,{"$f":"IF(AND(ISNUMBER(D165)=FALSE,ISNUMBER(E165)=TRUE,D165<>\"data\"),\"    n/a\",IF(AND(D165=\"--\",E165=\"--\"),\"--\",IF(F165=\"--\",\"--\",P165*EXP(0.5*W165^2-NORMSINV($J$4)*W165))))","v":"--"},{"$f":"IF(AND(ISNUMBER(E165)=FALSE,ISNUMBER(D165)=TRUE,E165<>\"data\"),\"n/a\",IF(AND($D165=\"--\",$E165=\"--\"),\"--\",IF($F165=\"--\",\"--\",Q165*EXP(0.5*X165^2-NORMSINV($J$4)*X165))))","v":"--"},"--",null,"--","--","--",{"$f":"IF(W165=\"--\",\"--\",EXP(0.5*W165^2-NORMSINV($J$4)*W165))","v":"--"},{"$f":"IF(X165=\"--\",\"--\",EXP(0.5*X165^2-NORMSINV($J$4)*X165))","v":"--"},{"$f":"IF(Y165=\"--\",\"--\",EXP(NORMSINV($J$5)*Y165-0.5*Y165^2))","v":"--"},{"$f":"IF(W165=\"--\",\"--\",EXP(NORMSINV(J$6)*$W165-0.5*$W165^2))","v":"--"}]
["Heptachlor",{"$f":"IF('5.  Aquatic Toxicity RP'!$L167=\"yes\",\"Yes\",\"--\")","v":"--"},{"$f":"IF('5.  Aquatic Toxicity RP'!M167=\"yes\",\"Yes\",\"--\")","v":"--"},{"$f":"IF(B166=\"yes\",'5.  Aquatic Toxicity RP'!J167,\"--\")","v":"--"},{"$f":"IF(C166=\"yes\",'5.  Aquatic Toxicity RP'!K167,\"--\")","v":"--"},{"$f":"IF(OR(B166=\"yes\",C166=\"yes\")=FALSE,\"--\",'5.  Aquatic Toxicity RP'!G167)","v":"--"},{"$f":"IF(OR($B166=\"yes\",$C166=\"yes\")=FALSE,\"--\",'5.  Aquatic Toxicity RP'!D167)","v":"--"},"*","--","--",{"$f":"IF(I166=\"--\",\"--\", IF($I166<'2. Summary Eff Data'!C170,'2. Summary Eff Data'!C170, \"N/A\"))","v":"--"},{"$f":"IF(J166=\"--\",\"--\", IF($J166<'2. Summary Eff Data'!C170,'2. Summary Eff Data'!C170, \"N/A\"))","v":"--"},null,null,null,"--","--",null,"--","--","--",null,"--","--","--","--","--","--","--"]
["Heptachlor Epoxide",{"$f":"IF('5.  Aquatic Toxicity RP'!$L168=\"yes\",\"Yes\",\"--\")","v":"--"},{"$f":"IF('5.  Aquatic Toxicity RP'!M168=\"yes\",\"Yes\",\"--\")","v":"--"},{"$f":"IF(B167=\"yes\",'5.  Aquatic Toxicity RP'!J168,\"--\")","v":"--"},{"$f":"IF(C167=\"yes\",'5.  Aquatic Toxicity RP'!K168,\"--\")","v":"--"},{"$f":"IF(OR(B167=\"yes\",C167=\"yes\")=FALSE,\"--\",'5.  Aquatic Toxicity RP'!G168)","v":"--"},{"$f":"IF(OR($B167=\"yes\",$C167=\"yes\")=FALSE,\"--\",'5.  Aquatic Toxicity RP'!D168)","v":"--"},"*","--","--",{"$f":"IF(I167=\"--\",\"--\", IF($I167<'2. Summary Eff Data'!C171,'2. Summary Eff Data'!C171, \"N/A\"))","v":"--"},{"$f":"IF(J167=\"--\",\"--\", IF($J167<'2. Summary Eff Data'!C171,'2. Summary Eff Data'!C171, \"N/A\"))","v":"--"},null,null,null,"--","--",null,"--","--","--",null,"--","--","--","--","--","--","--"]
["Malathion",{"$f":"IF('5.  Aquatic Toxicity RP'!$L169=\"yes\",\"Yes\",\"--\")","v":"--"},{"$f":"IF('5.  Aquatic Toxicity RP'!M169=\"yes\",\"Yes\",\"--\")","v":"--"},{"$f":"IF(B168=\"yes\",'5.  Aquatic Toxicity RP'!J169,\"--\")","v":"--"},{"$f":"IF(C168=\"yes\",'5.  Aquatic Toxicity RP'!K169,\"--\")","v":"--"},{"$f":"IF(OR(B168=\"yes\",C168=\"yes\")=FALSE,\"--\",'5.  Aquatic Toxicity RP'!G169)","v":"--"},{"$f":"IF(OR($B168=\"yes\",$C168=\"yes\")=FALSE,\"--\",'5.  Aquatic Toxicity RP'!D169)","v":"--"},"*","--","--",{"$f":"IF(I168=\"--\",\"--\", IF($I168<'2. Summary Eff Data'!C172,'2. Summary Eff Data'!C172, \"N/A\"))","v":"--"},{"$f":"IF(J168=\"--\",\"--\", IF($J168<'2. Summary Eff Data'!C172,'2. Summary Eff Data'!C172, \"N/A\"))","v":"--"},null,null,null,"--","--",null,"--","--","--",null,"--","--","--","--","--","--","--"]
["Methoxychlor",{"$f":"IF('5.  Aquatic Toxicity RP'!$L170=\"yes\",\"Yes\",\"--\")","v":"--"},{"$f":"IF('5.  Aquatic Toxicity RP'!M170=\"yes\",\"Yes\",\"--\")","v":"--"},{"$f":"IF(B169=\"yes\",'5.  Aquatic Toxicity RP'!J170,\"--\")","v":"--"},{"$f":"IF(C169=\"yes\",'5.  Aquatic Toxicity RP'!K170,\"--\")","v":"--"},{"$f":"IF(OR(B169=\"yes\",C169=\"yes\")=FALSE,\"--\",'5.  Aquatic Toxicity RP'!G170)","v":"--"},{"$f":"IF(OR($B169=\"yes\",$C169=\"yes\")=FALSE,\"--\",'5.  Aquatic Toxicity RP'!D170)","v":"--"},"*","--","--",{"$f":"IF(I169=\"--\",\"--\", IF($I169<'2. Summary Eff Data'!C173,'2. Summary Eff Data'!C173, \"N/A\"))","v":"--"},{"$f":"IF(J169=\"--\",\"--\", IF($J169<'2. Summary Eff Data'!C173,'2. Summary Eff Data'!C173, \"N/A\"))","v":"--"},null,null,null,"--","--",null,"--","--","--",null,"--","--","--","--","--","--","--"]
["Mirex",{"$f":"IF('5.  Aquatic Toxicity RP'!$L171=\"yes\",\"Yes\",\"--\")","v":"--"},{"$f":"IF('5.  Aquatic Toxicity RP'!M171=\"yes\",\"Yes\",\"--\")","v":"--"},{"$f":"IF(B170=\"yes\",'5.  Aquatic Toxicity RP'!J171,\"--\")","v":"--"},{"$f":"IF(C170=\"yes\",'5.  Aquatic Toxicity RP'!K171,\"--\")","v":"--"},{"$f":"IF(OR(B170=\"yes\",C170=\"yes\")=FALSE,\"--\",'5.  Aquatic Toxicity RP'!G171)","v":"--"},{"$f":"IF(OR($B170=\"yes\",$C170=\"yes\")=FALSE,\"--\",'5.  Aquatic Toxicity RP'!D171)","v":"--"},"*","--","--",{"$f":"IF(I170=\"--\",\"--\", IF($I170<'2. Summary Eff Data'!C174,'2. Summary Eff Data'!C174, \"N/A\"))","v":"--"},{"$f":"IF(J170=\"--\",\"--\", IF($J170<'2. Summary Eff Data'!C174,'2. Summary Eff Data'!C174, \"N/A\"))","v":"--"},null,null,null,"--","--",null,"--","--","--",null,"--","--","--","--","--","--","--"]
["Parathion",{"$f":"IF('5.  Aquatic Toxicity RP'!$L172=\"yes\",\"Yes\",\"--\")","v":"--"},{"$f":"IF('5.  Aquatic Toxicity RP'!M172=\"yes\",\"Yes\",\"--\")","v":"--"},{"$f":"IF(B171=\"yes\",'5.  Aquatic Toxicity RP'!J172,\"--\")","v":"--"},{"$f":"IF(C171=\"yes\",'5.  Aquatic Toxicity RP'!K172,\"--\")","v":"--"},{"$f":"IF(OR(B171=\"yes\",C171=\"yes\")=FALSE,\"--\",'5.  Aquatic Toxicity RP'!G172)","v":"--"},{"$f":"IF(OR($B171=\"yes\",$C171=\"yes\")=FALSE,\"--\",'5.  Aquatic Toxicity RP'!D172)","v":"--"},"*","--","--",{"$f":"IF(I171=\"--\",\"--\", IF($I171<'2. Summary Eff Data'!C175,'2. Summary Eff Data'!C175, \"N/A\"))","v":"--"},{"$f":"IF(J171=\"--\",\"--\", IF($J171<'2. Summary Eff Data'!C175,'2. Summary Eff Data'!C175, \"N/A\"))","v":"--"},null,null,null,"--","--",null,"--","--","--",null,"--","--","--","--","--","--","--"]
["Toxaphene",{"$f":"IF('5.  Aquatic Toxicity RP'!$L173=\"yes\",\"Yes\",\"--\")","v":"--"},{"$f":"IF('5.  Aquatic Toxicity RP'!M173=\"yes\",\"Yes\",\"--\")","v":"--"},{"$f":"IF(B172=\"yes\",'5.  Aquatic Toxicity RP'!J173,\"--\")","v":"--"},{"$f":"IF(C172=\"yes\",'5.  Aquatic Toxicity RP'!K173,\"--\")","v":"--"},{"$f":"IF(OR(B172=\"yes\",C172=\"yes\")=FALSE,\"--\",'5.  Aquatic Toxicity RP'!G173)","v":"--"},{"$f":"IF(OR($B172=\"yes\",$C172=\"yes\")=FALSE,\"--\",'5.  Aquatic Toxicity RP'!D173)","v":"--"},"*","--","--",{"$f":"IF(I172=\"--\",\"--\", IF($I172<'2. Summary Eff Data'!C176,'2. Summary Eff Data'!C176, \"N/A\"))","v":"--"},{"$f":"IF(J172=\"--\",\"--\", IF($J172<'2. Summary Eff Data'!C176,'2. Summary Eff Data'!C176, \"N/A\"))","v":"--"},null,null,null,"--","--",null,"--","--","--",null,"--","--","--","--","--","--","--"]
["Total PCBs (Sum of PCB Aroclors)",{"$f":"IF('5.  Aquatic Toxicity RP'!$L174=\"yes\",\"Yes\",\"--\")","v":"--"},{"$f":"IF('5.  Aquatic Toxicity RP'!M174=\"yes\",\"Yes\",\"--\")","v":"--"},{"$f":"IF(B173=\"yes\",'5.  Aquatic Toxicity RP'!J174,\"--\")","v":"--"},{"$f":"IF(C173=\"yes\",'5.  Aquatic Toxicity RP'!K174,\"--\")","v":"--"},{"$f":"IF(OR(B173=\"yes\",C173=\"yes\")=FALSE,\"--\",'5.  Aquatic Toxicity RP'!G174)","v":"--"},{"$f":"IF(OR($B173=\"yes\",$C173=\"yes\")=FALSE,\"--\",'5.  Aquatic Toxicity RP'!D174)","v":"--"},"*","--","--",{"$f":"IF(I173=\"--\",\"--\", IF($I173<'2. Summary Eff Data'!C177,'2. Summary Eff Data'!C177, \"N/A\"))","v":"--"},{"$f":"IF(J173=\"--\",\"--\", IF($J173<'2. Summary Eff Data'!C177,'2. Summary Eff Data'!C177, \"N/A\"))","v":"--"},null,null,null,"--","--",null,"--","--","--",null,"--","--","--","--","--","--","--"]
["PCB- Aroclor 1016"]
["PCB- Aroclor 1221"]
["PCB- Aroclor 1232"]
["PCB- Aroclor 1242"]
["PCB- Aroclor 1248"]
["PCB- Aroclor 1254"]
["PCB- Aroclor 1260"]
["Table3:  Other parameters with state water quality criteria"]
["Barium (total recoverable)"]
["Manganese (total recoverable)"]
["Hydrogen Sulfide (dissolved as S)",{"$f":"IF('5.  Aquatic Toxicity RP'!$L185=\"yes\",\"Yes\",\"--\")","v":"--"},{"$f":"IF('5.  Aquatic Toxicity RP'!M185=\"yes\",\"Yes\",\"--\")","v":"--"},{"$f":"IF(B184=\"yes\",'5.  Aquatic Toxicity RP'!J185,\"--\")","v":"--"},{"$f":"IF(C184=\"yes\",'5.  Aquatic Toxicity RP'!K185,\"--\")","v":"--"},{"$f":"IF(OR(B184=\"yes\",C184=\"yes\")=FALSE,\"--\",'5.  Aquatic Toxicity RP'!G185)","v":"--"},{"$f":"IF(OR($B184=\"yes\",$C184=\"yes\")=FALSE,\"--\",'5.  Aquatic Toxicity RP'!D185)","v":"--"},"*",{"$f":"IF(OR($F184=\"--\",$G184=\"--\",$H184=\"*\"),\"--\",$U184*EXP(NORMSINV(I$16)*Y184-0.5*Y184^2))","v":"--"},{"$f":"IF(OR($F184=\"--\",$G184=\"--\",$H184=\"*\"),\"--\",$U184*EXP(NORMSINV(J$16)*W184-0.5*W184^2))","v":"--"},{"$f":"IF(I184=\"--\",\"--\", IF($I184<'2. Summary Eff Data'!C188,'2. Summary Eff Data'!C188, \"N/A\"))","v":"--"},{"$f":"IF(J184=\"--\",\"--\", IF($J184<'2. Summary Eff Data'!C188,'2. Summary Eff Data'!C188, \"N/A\"))","v":"--"},null,null,null,{"$f":"IF(D184=\"--\",\"--\",IF($F184>D184,D184,$J$2*(D184-$F184)+$F184))","v":"--"},{"$f":"IF(E184=\"--\",\"--\",IF($F184>E184,E184,$J$3*(E184-$F184)+$F184))","v":"--"},null,{"$f":"IF(AND(ISNUMBER(D184)=FALSE,ISNUMBER(E184)=TRUE,D184<>\"data\"),\"    n/a\",IF(AND(D184=\"--\",E184=\"--\"),\"--\",IF(F184=\"--\",\"--\",P184*EXP(0.5*W184^2-NORMSINV($J$4)*W184))))","v":"--"},{"$f":"IF(AND(ISNUMBER(E184)=FALSE,ISNUMBER(D184)=TRUE,E184<>\"data\"),\"n/a\",IF(AND($D184=\"--\",$E184=\"--\"),\"--\",IF($F184=\"--\",\"--\",Q184*EXP(0.5*X184^2-NORMSINV($J$4)*X184))))","v":"--"},"--",null,"--","--","--",{"$f":"IF(W184=\"--\",\"--\",EXP(0.5*W184^2-NORMSINV($J$4)*W184))","v":"--"},{"$f":"IF(X184=\"--\",\"--\",EXP(0.5*X184^2-NORMSINV($J$4)*X184))","v":"--"},{"$f":"IF(Y184=\"--\",\"--\",EXP(NORMSINV($J$5)*Y184-0.5*Y184^2))","v":"--"},{"$f":"IF(W184=\"--\",\"--\",EXP(NORMSINV(J$6)*$W184-0.5*$W184^2))","v":"--"}]
["2,4,5-TP [2-(2,4,5-Trichloro- phenoxy) propanoic acid]d",{"$f":"IF('5.  Aquatic Toxicity RP'!$L186=\"yes\",\"Yes\",\"--\")","v":"--"},{"$f":"IF('5.  Aquatic Toxicity RP'!M186=\"yes\",\"Yes\",\"--\")","v":"--"},null,null,null,null,null,null,null,{"$f":"IF(I185=\"--\",\"--\", IF($I185<'2. Summary Eff Data'!C189,'2. Summary Eff Data'!C189, \"N/A\"))","v":1},{"$f":"IF(J185=\"--\",\"--\", IF($J185<'2. Summary Eff Data'!C189,'2. Summary Eff Data'!C189, \"N/A\"))","v":1},null,null,null,{"$error":"#VALUE!"},{"$error":"#VALUE!"}]
["2,4-D (2,4-Dichlorophenoxy) acetic acid)",{"$f":"IF('5.  Aquatic Toxicity RP'!$L187=\"yes\",\"Yes\",\"--\")","v":"--"},{"$f":"IF('5.  Aquatic Toxicity RP'!M187=\"yes\",\"Yes\",\"--\")","v":"--"},null,null,null,null,null,null,null,{"$f":"IF(I186=\"--\",\"--\", IF($I186<'2. Summary Eff Data'!C190,'2. Summary Eff Data'!C190, \"N/A\"))","v":1},{"$f":"IF(J186=\"--\",\"--\", IF($J186<'2. Summary Eff Data'!C190,'2. Summary Eff Data'!C190, \"N/A\"))","v":1},null,null,null,{"$error":"#VALUE!"},{"$error":"#VALUE!"}]
["Dioxin 2,3,7,8-TCDD",{"$f":"IF('5.  Aquatic Toxicity RP'!$L188=\"yes\",\"Yes\",\"--\")","v":"--"},{"$f":"IF('5.  Aquatic Toxicity RP'!M188=\"yes\",\"Yes\",\"--\")","v":"--"},null,null,null,null,null,null,null,{"$f":"IF(I187=\"--\",\"--\", IF($I187<'2. Summary Eff Data'!C191,'2. Summary Eff Data'!C191, \"N/A\"))","v":5.0000000000000001E-3},{"$f":"IF(J187=\"--\",\"--\", IF($J187<'2. Summary Eff Data'!C191,'2. Summary Eff Data'!C191, \"N/A\"))","v":5.0000000000000001E-3},null,null,null,{"$error":"#VALUE!"},{"$error":"#VALUE!"}]
["Nitrosamines",{"$f":"IF('5.  Aquatic Toxicity RP'!$L189=\"yes\",\"Yes\",\"--\")","v":"--"},{"$f":"IF('5.  Aquatic Toxicity RP'!M189=\"yes\",\"Yes\",\"--\")","v":"--"},null,null,null,null,null,null,null,{"$f":"IF(I188=\"--\",\"--\", IF($I188<'2. Summary Eff Data'!C192,'2. Summary Eff Data'!C192, \"N/A\"))","v":"--"},{"$f":"IF(J188=\"--\",\"--\", IF($J188<'2. Summary Eff Data'!C192,'2. Summary Eff Data'!C192, \"N/A\"))","v":"--"},null,null,null,{"$error":"#VALUE!"},{"$error":"#VALUE!"}]
["N-Nitrosodibutylamine",{"$f":"IF('5.  Aquatic Toxicity RP'!$L190=\"yes\",\"Yes\",\"--\")","v":"--"},{"$f":"IF('5.  Aquatic Toxicity RP'!M190=\"yes\",\"Yes\",\"--\")","v":"--"},null,null,null,null,null,null,null,{"$f":"IF(I189=\"--\",\"--\", IF($I189<'2. Summary Eff Data'!C193,'2. Summary Eff Data'!C193, \"N/A\"))","v":2},{"$f":"IF(J189=\"--\",\"--\", IF($J189<'2. Summary Eff Data'!C193,'2. Summary Eff Data'!C193, \"N/A\"))","v":2},null,null,null,{"$error":"#VALUE!"},{"$error":"#VALUE!"}]
["N-Nitrosodiethylamine",{"$f":"IF('5.  Aquatic Toxicity RP'!$L191=\"yes\",\"Yes\",\"--\")","v":"--"},{"$f":"IF('5.  Aquatic Toxicity RP'!M191=\"yes\",\"Yes\",\"--\")","v":"--"},null,null,null,null,null,null,null,{"$f":"IF(I190=\"--\",\"--\", IF($I190<'2. Summary Eff Data'!C194,'2. Summary Eff Data'!C194, \"N/A\"))","v":2},{"$f":"IF(J190=\"--\",\"--\", IF($J190<'2. Summary Eff Data'!C194,'2. Summary Eff Data'!C194, \"N/A\"))","v":2},null,null,null,{"$error":"#VALUE!"},{"$error":"#VALUE!"}]
["N-Nitrosopyrrolidine",{"$f":"IF('5.  Aquatic Toxicity RP'!$L192=\"yes\",\"Yes\",\"--\")","v":"--"},{"$f":"IF('5.  Aquatic Toxicity RP'!M192=\"yes\",\"Yes\",\"--\")","v":"--"},null,null,null,null,null,null,null,{"$f":"IF(I191=\"--\",\"--\", IF($I191<'2. Summary Eff Data'!C195,'2. Summary Eff Data'!C195, \"N/A\"))","v":2},{"$f":"IF(J191=\"--\",\"--\", IF($J191<'2. Summary Eff Data'!C195,'2. Summary Eff Data'!C195, \"N/A\"))","v":2},null,null,null,{"$error":"#VALUE!"},{"$error":"#VALUE!"}]
["Phosphorus, Elemental",{"$f":"IF('5.  Aquatic Toxicity RP'!$L193=\"yes\",\"Yes\",\"--\")","v":"--"},{"$f":"IF('5.  Aquatic Toxicity RP'!M193=\"yes\",\"Yes\",\"--\")","v":"--"},{"$f":"IF(B192=\"yes\",'5.  Aquatic Toxicity RP'!J193,\"--\")","v":"--"},{"$f":"IF(C192=\"yes\",'5.  Aquatic Toxicity RP'!K193,\"--\")","v":"--"},{"$f":"IF(OR(B192=\"yes\",C192=\"yes\")=FALSE,\"--\",'5.  Aquatic Toxicity RP'!G193)","v":"--"},{"$f":"IF(OR($B192=\"yes\",$C192=\"yes\")=FALSE,\"--\",'5.  Aquatic Toxicity RP'!D193)","v":"--"},"*",{"$f":"IF(OR($F192=\"--\",$G192=\"--\",$H192=\"*\"),\"--\",$U192*EXP(NORMSINV(I$16)*Y192-0.5*Y192^2))","v":"--"},{"$f":"IF(OR($F192=\"--\",$G192=\"--\",$H192=\"*\"),\"--\",$U192*EXP(NORMSINV(J$16)*W192-0.5*W192^2))","v":"--"},{"$f":"IF(I192=\"--\",\"--\", IF($I192<'2. Summary Eff Data'!C196,'2. Summary Eff Data'!C196, \"N/A\"))","v":"--"},{"$f":"IF(J192=\"--\",\"--\", IF($J192<'2. Summary Eff Data'!C196,'2. Summary Eff Data'!C196, \"N/A\"))","v":"--"},null,null,null,"--","--",null,{"$f":"IF(AND(ISNUMBER(D192)=FALSE,ISNUMBER(E192)=TRUE,D192<>\"data\"),\"    n/a\",IF(AND(D192=\"--\",E192=\"--\"),\"--\",IF(F192=\"--\",\"--\",P192*EXP(0.5*W192^2-NORMSINV($J$4)*W192))))","v":"--"},{"$f":"IF(AND(ISNUMBER(E192)=FALSE,ISNUMBER(D192)=TRUE,E192<>\"data\"),\"n/a\",IF(AND($D192=\"--\",$E192=\"--\"),\"--\",IF($F192=\"--\",\"--\",Q192*EXP(0.5*X192^2-NORMSINV($J$4)*X192))))","v":"--"},{"$f":"IF(AND(F192=\"*\",D192=\"*\",E192=\"*\"),\"*\",IF(ISNUMBER(S192)=FALSE,T192,IF(ISNUMBER(T192)=FALSE,S192,MIN(VALUE(S192),VALUE(T192)))))","v":"--"},null,{"$f":"IF(G192=\"--\",\"--\",SQRT(LN(G192^2+1)))","v":"--"},{"$f":"IF(G192=\"--\",\"--\",SQRT(LN(G192^2/4+1)))","v":"--"},{"$f":"IF(G192=\"--\",\"--\",IF(H192<2,SQRT(LN(G192^2/2+1)),SQRT(LN(G192^2/H192+1))))","v":"--"},{"$f":"IF(W192=\"--\",\"--\",EXP(0.5*W192^2-NORMSINV($J$4)*W192))","v":"--"},{"$f":"IF(X192=\"--\",\"--\",EXP(0.5*X192^2-NORMSINV($J$4)*X192))","v":"--"},{"$f":"IF(Y192=\"--\",\"--\",EXP(NORMSINV($J$5)*Y192-0.5*Y192^2))","v":"--"},{"$f":"IF(W192=\"--\",\"--\",EXP(NORMSINV(J$6)*$W192-0.5*$W192^2))","v":"--"}]
["tributyltin (TBT)",{"$f":"IF('5.  Aquatic Toxicity RP'!$L194=\"yes\",\"Yes\",\"--\")","v":"--"},{"$f":"IF('5.  Aquatic Toxicity RP'!M194=\"yes\",\"Yes\",\"--\")","v":"--"},{"$f":"IF(B193=\"yes\",'5.  Aquatic Toxicity RP'!J194,\"--\")","v":"--"},{"$f":"IF(C193=\"yes\",'5.  Aquatic Toxicity RP'!K194,\"--\")","v":"--"},{"$f":"IF(OR(B193=\"yes\",C193=\"yes\")=FALSE,\"--\",'5.  Aquatic Toxicity RP'!G194)","v":"--"},{"$f":"IF(OR($B193=\"yes\",$C193=\"yes\")=FALSE,\"--\",'5.  Aquatic Toxicity RP'!D194)","v":"--"},"*",{"$f":"IF(OR($F193=\"--\",$G193=\"--\",$H193=\"*\"),\"--\",$U193*EXP(NORMSINV(I$16)*Y193-0.5*Y193^2))","v":"--"},{"$f":"IF(OR($F193=\"--\",$G193=\"--\",$H193=\"*\"),\"--\",$U193*EXP(NORMSINV(J$16)*W193-0.5*W193^2))","v":"--"},{"$f":"IF(I193=\"--\",\"--\", IF($I193<'2. Summary Eff Data'!C197,'2. Summary Eff Data'!C197, \"N/A\"))","v":"--"},{"$f":"IF(J193=\"--\",\"--\", IF($J193<'2. Summary Eff Data'!C197,'2. Summary Eff Data'!C197, \"N/A\"))","v":"--"},null,null,null,"--","--",null,{"$f":"IF(AND(ISNUMBER(D193)=FALSE,ISNUMBER(E193)=TRUE,D193<>\"data\"),\"    n/a\",IF(AND(D193=\"--\",E193=\"--\"),\"--\",IF(F193=\"--\",\"--\",P193*EXP(0.5*W193^2-NORMSINV($J$4)*W193))))","v":"--"},{"$f":"IF(AND(ISNUMBER(E193)=FALSE,ISNUMBER(D193)=TRUE,E193<>\"data\"),\"n/a\",IF(AND($D193=\"--\",$E193=\"--\"),\"--\",IF($F193=\"--\",\"--\",Q193*EXP(0.5*X193^2-NORMSINV($J$4)*X193))))","v":"--"},{"$f":"IF(AND(F193=\"*\",D193=\"*\",E193=\"*\"),\"*\",IF(ISNUMBER(S193)=FALSE,T193,IF(ISNUMBER(T193)=FALSE,S193,MIN(VALUE(S193),VALUE(T193)))))","v":"--"},null,{"$f":"IF(G193=\"--\",\"--\",SQRT(LN(G193^2+1)))","v":"--"},{"$f":"IF(G193=\"--\",\"--\",SQRT(LN(G193^2/4+1)))","v":"--"},{"$f":"IF(G193=\"--\",\"--\",IF(H193<2,SQRT(LN(G193^2/2+1)),SQRT(LN(G193^2/H193+1))))","v":"--"},{"$f":"IF(W193=\"--\",\"--\",EXP(0.5*W193^2-NORMSINV($J$4)*W193))","v":"--"},{"$f":"IF(X193=\"--\",\"--\",EXP(0.5*X193^2-NORMSINV($J$4)*X193))","v":"--"},{"$f":"IF(Y193=\"--\",\"--\",EXP(NORMSINV($J$5)*Y193-0.5*Y193^2))","v":"--"},{"$f":"IF(W193=\"--\",\"--\",EXP(NORMSINV(J$6)*$W193-0.5*$W193^2))","v":"--"}]
[{"$f":"#REF!","v":{"$error":"#REF!"}},{"$f":"#REF!","v":{"$error":"#REF!"}}]

{"sheet":"7. Human Health RP","index":7,"n_rows":191,"n_cols":23,"rows_kept":191,"cut":false,"hidden":false,"merged":[[11,17,11,19],[1,3,2,5],[3,3,4,5],[5,3,5,6],[6,1,6,2],[6,3,9,11],[10,14,10,15],[11,14,11,15],[0,0,0,11],[11,8,11,9],[11,3,11,7],[1,1,1,2],[2,1,2,2],[3,1,3,2],[4,1,4,2],[5,1,5,2],[35,2,35,12],[12,0,13,0],[12,11,12,12],[7,1,8,2],[11,10,11,12]]}
["Facility Information",null,null,null,null,null,null,null,null,null,null,null,"Instructions:"]
["Facility Name:",{"$f":"'2. Summary Eff Data'!B3","v":0},null,"Dilution Values",null,null,"Human Health: Carcinogen",null,null,null,null,"*","1. Fill out Facility Information in boxes to the right"]
["Permit Number:",{"$f":"'2. Summary Eff Data'!B4","v":0},null,null,null,null,"Human Health: Non-Carcinogen",null,null,null,null,"*","2. If RP, this will be indicated in Columns M and N"]
["Prepared By: ",{"$f":"'2. Summary Eff Data'!B5","v":0},null,"Confidence and  Probablity values (defaults already entered)",null,null,"Confidence Level ",null,null,null,"%",0.95,"3. If no ambient data, consult Data SME"]
["Outfall Number:",{"$f":"'2. Summary Eff Data'!B6","v":0},null,null,null,null,"Probability Basis ",null,null,null,"%",0.95,"Notes: "]
["Preparation Date:",{"$f":"'2. Summary Eff Data'!B7","v":0},null," Is the water \"fresh\" or \"salt\"?",null,null,null,"*",null,null,null,null,"1. \"WQ Crit.\":  If a result cell (in yellow) indicates WQ Crit., there is not a state water quality criterion for the paramater"]
["Color Key:","\"*\" = Enter data",null,"RPA Run Notes:",null,null,null,null,null,null,null,null,"2. Dissolved Metals: Users have the option of using \"total recoverable\" monitoring data as a surrogate for \"dissolved\" pollutants.  To do this, toggle cell M21 to \"yes\"."]
["Intermediate Calc.s","\"--\" = Will calculate",null,null,null,null,null,null,null,null,null,null,"3. If Column M or N says \"RPA SME\", consult Toxics RPA SME"]
["Calculation Results",null,null,null,null,null,null,null,null,null,null,null,"4. If permit has an existing limit for a pollutant, consult Toxics RPA SME"]
[]
[]
[null,null,null,"Identify Pollutants of Concern",null,null,null,null,"In-Stream Conc.",null,"Det. Reasonable Potential",null,null,null,"Human Health Criteria",null,null,"Calculations"]
["Pollutant Parameter","Carcinogen Status","# of Sample","Effluent Conc. ","CV","Est. Max Eff. Conc.","RP at end of pipe? ","Ambient Conc.","Max Conc. @ RMZ","WQ Crit: Water + Organism","WQ Crit: Organism Only","Is there Reasonable Potential to Exceed? (Yes/No)",null,null,"Water + Organism","Organism Only",null,"%'ile","Sigma","M Factor"]
[null,"(Yes/No)",null,"(µg/l)","Default=0.6","(µg/l)","(Yes/No)","(µg/l)","(µg/l)","(µg/l)","(µg/l)","Water + Fish","Fish",null,"(µg/l)","(µg/l)"]
["Table 1  Effluent Parameters for all POTWs w/a Flow > 0.1 MGD"]
["Nitrates-Nitrite","n",{"$f":"'2. Summary Eff Data'!P22","v":"--"},{"$f":"IF(B16=\"n\",'2. Summary Eff Data'!Q22,IF(B16=\"y\",'2. Summary Eff Data'!S22,\"--\"))","v":"--"},{"$f":"'2. Summary Eff Data'!T22","v":"--"},{"$f":"IF(OR(ISNUMBER(D16)=FALSE,ISNUMBER(T16)=FALSE),\"--\",D16*T16)","v":"--"},{"$f":"IF(OR(C16=\"--\", D16=\"--\"),\"--\",IF(OR(F16>=J16, F16>=K16),\"Yes\",\"No\"))","v":"--"},{"$f":"IF('4. Summary Amb. Data'!I21=\"--\",\"*\",'4. Summary Amb. Data'!I21)","v":"*"},{"$f":"IF(G16=\"Yes\",IF(B16=\"n\",($F16+$H16*($L$3-1))/$L$3,($F16+$H16*($L$2-1))/$L$2),\"--\")","v":"--"},{"$f":"IF($H$6=\"Salt\", \"--\",O16)","v":10000},{"$f":"P16","v":"na"},{"$f":"IF(OR($G16=\"Data\",$G16=\"--\",$G16=\"No\"), \"--\",IF(OR($F16<J16,$I16<J16),\"NO\",IF(OR($C16<10,O16<('Parameter Information'!H22/10)),\"RPA SME\",\"YES\")))","v":"--"},{"$f":"IF(OR($G16=\"Data\",$G16=\"--\",$G16=\"No\"), \"--\",IF(OR($F16<K16,$I16<K16),\"NO\",IF(OR(C16<10,P16<(('Parameter Information'!H22/10))),\"RPA SME\",\"YES\")))","v":"--"},null,10000,"na",null,{"$f":"(1-$L$4)^(1/C16)","v":{"$error":"#VALUE!"}},{"$f":"IF(ISNUMBER(E16),LN(E16^2+1)^0.5,\"Need CV\")","v":"Need CV"},{"$f":"EXP(NORMSINV($L$5)*S16-0.5*(S16^2))/EXP(NORMSINV(R16)*S16-0.5*(S16^2))","v":{"$error":"#VALUE!"}}]
["Table 2  Effluent Parameters for Selected POTWs"]
["Hardness (Total as CaCO3)",null,null,null,null,null,null,null,null,null,null,null,null,null,null,null,null,null,null,null,null,null,"5.  If greater than 10 samples size (e.g. tier 2 monitriong) calculate a parameter specific CV"]
["Table 2:  Metals (total recoverable), cyanide and total phenols",null,null,null,null,null,null,null,null,null,"Use total recoverable data as surrogate.","No"]
["Antimony (total recoverable)","n",{"$f":"'2. Summary Eff Data'!P26","v":"--"},{"$f":"IF(B20=\"n\",'2. Summary Eff Data'!Q26,IF(B20=\"y\",'2. Summary Eff Data'!S26,\"--\"))","v":"--"},{"$f":"'2. Summary Eff Data'!T26","v":"--"},{"$f":"IF(OR(ISNUMBER(D20)=FALSE,ISNUMBER(T20)=FALSE),\"--\",D20*T20)","v":"--"},{"$f":"IF(OR(C20=\"--\", D20=\"--\"),\"--\",IF(OR(F20>=J20, F20>=K20),\"Yes\",\"No\"))","v":"--"},{"$f":"IF('4. Summary Amb. Data'!I25=\"--\",\"*\",'4. Summary Amb. Data'!I25)","v":"*"},{"$f":"IF(G20=\"Yes\",IF(B20=\"n\",($F20+$H20*($L$3-1))/$L$3,($F20+$H20*($L$2-1))/$L$2),\"--\")","v":"--"},{"$f":"IF($H$6=\"Salt\", \"--\",O20)","v":5.0999999999999996},{"$f":"P20","v":64},{"$f":"IF(OR($G20=\"Data\",$G20=\"--\",$G20=\"No\"), \"--\",IF(OR($F20<J20,$I20<J20),\"NO\",IF(OR($C20<10,O20<('Parameter Information'!H26/10)),\"RPA SME\",\"YES\")))","v":"--"},{"$f":"IF(OR($G20=\"Data\",$G20=\"--\",$G20=\"No\"), \"--\",IF(OR($F20<K20,$I20<K20),\"NO\",IF(OR(C20<10,P20<(('Parameter Information'!H26/10))),\"RPA SME\",\"YES\")))","v":"--"},null,5.0999999999999996,64,null,{"$f":"(1-$L$4)^(1/C20)","v":{"$error":"#VALUE!"}},{"$f":"IF(ISNUMBER(E20),LN(E20^2+1)^0.5,\"Need CV\")","v":"Need CV"},{"$f":"EXP(NORMSINV($L$5)*S20-0.5*(S20^2))/EXP(NORMSINV(R20)*S20-0.5*(S20^2))","v":{"$error":"#VALUE!"}}]
["Arsenic (total recoverable)","y",{"$f":"'2. Summary Eff Data'!P27","v":"--"},{"$f":"IF(B21=\"n\",'2. Summary Eff Data'!Q27,IF(B21=\"y\",'2. Summary Eff Data'!S27,\"--\"))","v":"--"},{"$f":"'2. Summary Eff Data'!T27","v":"--"},"No Human Health Water Quality Criteria"]
["Arsenic (Dissolved)",null,null,null,null,null,null,null,null,null,null,null,null,null,null,null,null,null,null,null,null,null,"9.  For multiple outfalls, select BOTH The RP and Limt sheets and copy"]
["Arsenic (total inorganic)","Y",{"$f":"IF($L$19=\"yes\",C21,'2. Summary Eff Data'!P28)","v":"--"},{"$f":"IF($L$19=\"yes\",D21,IF(B23=\"n\",'2. Summary Eff Data'!Q28,IF(B23=\"y\",'2. Summary Eff Data'!S28,\"--\")))","v":"--"},{"$f":"IF($L$19=\"yes\",E21,'2. Summary Eff Data'!T28)","v":"--"},{"$f":"IF(OR(ISNUMBER(D23)=FALSE,ISNUMBER(T23)=FALSE),\"--\",D23*T23)","v":"--"},{"$f":"IF(OR(C23=\"--\", D23=\"--\"),\"--\",IF(OR(F23>=J23, F23>=K23),\"Yes\",\"No\"))","v":"--"},{"$f":"IF('4. Summary Amb. Data'!I28=\"--\",\"*\",'4. Summary Amb. Data'!I28)","v":"*"},{"$f":"IF(G23=\"Yes\",IF(B23=\"n\",($F23+$H23*($L$3-1))/$L$3,($F23+$H23*($L$2-1))/$L$2),\"--\")","v":"--"},{"$f":"IF($H$6=\"Salt\", \"--\",O23)","v":2.1},{"$f":"P23","v":2.1},{"$f":"IF(OR($G23=\"Data\",$G23=\"--\",$G23=\"No\"), \"--\",IF(OR($F23<J23,$I23<J23),\"NO\",IF(OR($C23<10,O23<('Parameter Information'!H29/10)),\"RPA SME\",\"YES\")))","v":"--"},{"$f":"IF(OR($G23=\"Data\",$G23=\"--\",$G23=\"No\"), \"--\",IF(OR($F23<K23,$I23<K23),\"NO\",IF(OR(C23<10,P23<(('Parameter Information'!H29/10))),\"RPA SME\",\"YES\")))","v":"--"},null,2.1,{"$f":"IF($H$6=\"Salt\",1,2.1)","v":2.1},null,{"$f":"(1-$L$4)^(1/C23)","v":{"$error":"#VALUE!"}},{"$f":"IF(ISNUMBER(E23),LN(E23^2+1)^0.5,\"Need CV\")","v":"Need CV"},{"$f":"EXP(NORMSINV($L$5)*S23-0.5*(S23^2))/EXP(NORMSINV(R23)*S23-0.5*(S23^2))","v":{"$error":"#VALUE!"}}]
["Beryllium (total recoverable)",null,null,null,null,null,"Yes",{"$f":"IF('4. Summary Amb. Data'!I29=\"--\",\"*\",'4. Summary Amb. Data'!I29)","v":"*"},{"$error":"#VALUE!"},0,null,{"$f":"IF(OR(ISNUMBER($F24)=FALSE,ISNUMBER($I24)=FALSE,ISNUMBER(J24)=FALSE), \"--\",IF(OR($F24<J24,$I24<J24),\"NO\",IF(OR($C24<10,O24<('Parameter Information'!H30/10)),\"RPA SME\",\"YES\")))","v":"--"},{"$f":"IF(OR($G24=\"Data\",$G24=\"--\",$G24=\"No\"), \"--\",IF(OR($F24<K24,$I24<K24),\"NO\",IF(OR(C24<10,P24<(('Parameter Information'!H30/10))),\"RPA SME\",\"YES\")))","v":{"$error":"#VALUE!"}},null,null,null,null,null,null,null,null,null,"Water Quality Criteria:  in some cases, the criteria are hardness dependant and will be calculated"]
["Cadmium (total recoverable)",null,null,null,null,null,"Yes",{"$f":"IF('4. Summary Amb. Data'!I30=\"--\",\"*\",'4. Summary Amb. Data'!I30)","v":"*"},{"$error":"#VALUE!"},0,null,{"$f":"IF(OR(ISNUMBER($F25)=FALSE,ISNUMBER($I25)=FALSE,ISNUMBER(J25)=FALSE), \"--\",IF(OR($F25<J25,$I25<J25),\"NO\",IF(OR($C25<10,O25<('Parameter Information'!H31/10)),\"RPA SME\",\"YES\")))","v":"--"},{"$f":"IF(OR($G25=\"Data\",$G25=\"--\",$G25=\"No\"), \"--\",IF(OR($F25<K25,$I25<K25),\"NO\",IF(OR(C25<10,P25<(('Parameter Information'!H31/10))),\"RPA SME\",\"YES\")))","v":{"$error":"#VALUE!"}},null,null,null,null,null,null,null,null,null,"Calculations for dissolved metals are conservative and alternate procedures are available through technical assistance"]
["Cadmium (dissolved)",null,null,null,null,null,"Yes",{"$f":"IF('4. Summary Amb. Data'!I31=\"--\",\"*\",'4. Summary Amb. Data'!I31)","v":"*"},{"$error":"#VALUE!"},0,null,{"$f":"IF(OR(ISNUMBER($F26)=FALSE,ISNUMBER($I26)=FALSE,ISNUMBER(J26)=FALSE), \"--\",IF(OR($F26<J26,$I26<J26),\"NO\",IF(OR($C26<10,O26<('Parameter Information'!H32/10)),\"RPA SME\",\"YES\")))","v":"--"},{"$f":"IF(OR($G26=\"Data\",$G26=\"--\",$G26=\"No\"), \"--\",IF(OR($F26<K26,$I26<K26),\"NO\",IF(OR(C26<10,P26<(('Parameter Information'!H32/10))),\"RPA SME\",\"YES\")))","v":{"$error":"#VALUE!"}},null,null,null,null,null,null,null,null,null,"If a result cell (in yellow) indicates calc., data is required to be entered before the calculation can be completed"]
["Chromium (total recoverable)",null,null,null,null,null,"Yes",{"$f":"IF('4. Summary Amb. Data'!I32=\"--\",\"*\",'4. Summary Amb. Data'!I32)","v":"*"},{"$error":"#VALUE!"},0,null,{"$f":"IF(OR(ISNUMBER($F27)=FALSE,ISNUMBER($I27)=FALSE,ISNUMBER(J27)=FALSE), \"--\",IF(OR($F27<J27,$I27<J27),\"NO\",IF(OR($C27<10,O27<('Parameter Information'!H33/10)),\"RPA SME\",\"YES\")))","v":"--"},{"$f":"IF(OR($G27=\"Data\",$G27=\"--\",$G27=\"No\"), \"--\",IF(OR($F27<K27,$I27<K27),\"NO\",IF(OR(C27<10,P27<(('Parameter Information'!H33/10))),\"RPA SME\",\"YES\")))","v":{"$error":"#VALUE!"}},null,null,null,null,null,null,null,null,null,"If a result cell (in yellow) indicates WQ Crit., there is not a state water quality criterion for the paramater"]
["Chromium (dissolved)",null,null,null,null,null,"Yes",{"$f":"IF('4. Summary Amb. Data'!I33=\"--\",\"*\",'4. Summary Amb. Data'!I33)","v":"*"},{"$error":"#VALUE!"},0,null,{"$f":"IF(OR(ISNUMBER($F28)=FALSE,ISNUMBER($I28)=FALSE,ISNUMBER(J28)=FALSE), \"--\",IF(OR($F28<J28,$I28<J28),\"NO\",IF(OR($C28<10,O28<('Parameter Information'!H34/10)),\"RPA SME\",\"YES\")))","v":"--"},{"$f":"IF(OR($G28=\"Data\",$G28=\"--\",$G28=\"No\"), \"--\",IF(OR($F28<K28,$I28<K28),\"NO\",IF(OR(C28<10,P28<(('Parameter Information'!H34/10))),\"RPA SME\",\"YES\")))","v":{"$error":"#VALUE!"}}]
["Chromium III (dissolved)",null,null,null,null,null,"Yes",{"$f":"IF('4. Summary Amb. Data'!I34=\"--\",\"*\",'4. Summary Amb. Data'!I34)","v":"*"},{"$error":"#VALUE!"},0,null,{"$f":"IF(OR(ISNUMBER($F29)=FALSE,ISNUMBER($I29)=FALSE,ISNUMBER(J29)=FALSE), \"--\",IF(OR($F29<J29,$I29<J29),\"NO\",IF(OR($C29<10,O29<('Parameter Information'!H35/10)),\"RPA SME\",\"YES\")))","v":"--"},{"$f":"IF(OR($G29=\"Data\",$G29=\"--\",$G29=\"No\"), \"--\",IF(OR($F29<K29,$I29<K29),\"NO\",IF(OR(C29<10,P29<(('Parameter Information'!H35/10))),\"RPA SME\",\"YES\")))","v":{"$error":"#VALUE!"}}]
["Chromium VI (dissolved)",null,null,null,null,null,"Yes",{"$f":"IF('4. Summary Amb. Data'!I35=\"--\",\"*\",'4. Summary Amb. Data'!I35)","v":"*"},{"$error":"#VALUE!"},0,null,{"$f":"IF(OR(ISNUMBER($F30)=FALSE,ISNUMBER($I30)=FALSE,ISNUMBER(J30)=FALSE), \"--\",IF(OR($F30<J30,$I30<J30),\"NO\",IF(OR($C30<10,O30<('Parameter Information'!H36/10)),\"RPA SME\",\"YES\")))","v":"--"},{"$f":"IF(OR($G30=\"Data\",$G30=\"--\",$G30=\"No\"), \"--\",IF(OR($F30<K30,$I30<K30),\"NO\",IF(OR(C30<10,P30<(('Parameter Information'!H36/10))),\"RPA SME\",\"YES\")))","v":{"$error":"#VALUE!"}}]
["Copper (total recoverable)","N",{"$f":"'2. Summary Eff Data'!P37","v":"--"},{"$f":"IF(B31=\"n\",'2. Summary Eff Data'!Q37,IF(B31=\"y\",'2. Summary Eff Data'!S37,\"--\"))","v":"--"},{"$f":"'2. Summary Eff Data'!T37","v":"--"},{"$f":"IF(OR(ISNUMBER(D31)=FALSE,ISNUMBER(T31)=FALSE),\"--\",D31*T31)","v":"--"},"--",{"$f":"IF('4. Summary Amb. Data'!I36=\"--\",\"*\",'4. Summary Amb. Data'!I36)","v":"*"},"--",1300,{"$f":"P31","v":"na"},{"$f":"IF(OR($G31=\"Data\",$G31=\"--\",$G31=\"No\"), \"--\",IF(OR($F31<J31,$I31<J31),\"NO\",IF(OR($C31<10,O31<('Parameter Information'!H37/10)),\"RPA SME\",\"YES\")))","v":"--"},{"$f":"IF(OR($G31=\"Data\",$G31=\"--\",$G31=\"No\"), \"--\",IF(OR($F31<K31,$I31<K31),\"NO\",IF(OR(C31<10,P31<(('Parameter Information'!H37/10))),\"RPA SME\",\"YES\")))","v":"--"},null,1300,"na",null,{"$f":"(1-$L$4)^(1/C31)","v":{"$error":"#VALUE!"}},{"$f":"IF(ISNUMBER(E31),LN(E31^2+1)^0.5,\"Need CV\")","v":"Need CV"},{"$f":"EXP(NORMSINV($L$5)*S31-0.5*(S31^2))/EXP(NORMSINV(R31)*S31-0.5*(S31^2))","v":{"$error":"#VALUE!"}}]
["Copper (dissolved)",null,{"$f":"'2. Summary Eff Data'!P38","v":"--"},{"$f":"IF(B32=\"n\",'2. Summary Eff Data'!Q38,IF(B32=\"y\",'2. Summary Eff Data'!R38,\"--\"))","v":"--"},{"$f":"'2. Summary Eff Data'!T38","v":"--"},{"$f":"IF(OR(ISNUMBER(D32)=FALSE,ISNUMBER(T32)=FALSE),\"--\",D32*T32)","v":"--"}]
["Iron (total recoverable)",null,{"$f":"'2. Summary Eff Data'!P39","v":"--"},{"$f":"IF(B33=\"n\",'2. Summary Eff Data'!Q39,IF(B33=\"y\",'2. Summary Eff Data'!R39,\"--\"))","v":"--"},{"$f":"'2. Summary Eff Data'!T39","v":"--"},{"$f":"IF(OR(ISNUMBER(D33)=FALSE,ISNUMBER(T33)=FALSE),\"--\",D33*T33)","v":"--"}]
["Lead (total recoverable)",null,{"$f":"'2. Summary Eff Data'!P40","v":"--"},{"$f":"IF(B34=\"n\",'2. Summary Eff Data'!Q40,IF(B34=\"y\",'2. Summary Eff Data'!R40,\"--\"))","v":"--"},{"$f":"'2. Summary Eff Data'!T40","v":"--"},{"$f":"IF(OR(ISNUMBER(D34)=FALSE,ISNUMBER(T34)=FALSE),\"--\",D34*T34)","v":"--"}]
["Lead (dissolved)",null,{"$f":"'2. Summary Eff Data'!P41","v":"--"},{"$f":"IF(B35=\"n\",'2. Summary Eff Data'!Q41,IF(B35=\"y\",'2. Summary Eff Data'!R41,\"--\"))","v":"--"},{"$f":"'2. Summary Eff Data'!T41","v":"--"},{"$f":"IF(OR(ISNUMBER(D35)=FALSE,ISNUMBER(T35)=FALSE),\"--\",D35*T35)","v":"--"}]
["Mercury (total)","N","RP is \"Yes\" if at least 4 mercury samples and 25% or more of samples are above the recommended QL. See methylmercury IMD"]
["Methyl Mercury","N",{"$f":"IF($L$19=\"yes\",C36,'2. Summary Eff Data'!P43)","v":"--"},{"$f":"IF($L$19=\"yes\",D36,IF(B37=\"n\",'2. Summary Eff Data'!Q43,IF(B37=\"y\",'2. Summary Eff Data'!S43,\"--\")))","v":"--"},{"$f":"IF($L$19=\"yes\",E36,'2. Summary Eff Data'!T43)","v":"--"},{"$f":"IF(OR(ISNUMBER(D37)=FALSE,ISNUMBER(T37)=FALSE),\"--\",D37*T37)","v":"--"},{"$f":"IF(OR(C37=\"--\", D37=\"--\"),\"--\",IF(OR(F37>=J37, F37>=K37),\"Yes\",\"No\"))","v":"--"},{"$f":"IF('4. Summary Amb. Data'!I42=\"--\",\"*\",'4. Summary Amb. Data'!I42)","v":"*"},{"$f":"IF(G37=\"Yes\",IF(B37=\"n\",($F37+$H37*($L$3-1))/$L$3,($F37+$H37*($L$2-1))/$L$2),\"--\")","v":"--"},{"$f":"IF($H$6=\"Salt\", \"--\",O37)","v":"na"},{"$f":"P37","v":1.3999999999999999E-4},{"$f":"IF(OR($G37=\"Data\",$G37=\"--\",$G37=\"No\"), \"--\",IF(OR($F37<J37,$I37<J37),\"NO\",IF(OR($C37<10,O37<('Parameter Information'!H43/10)),\"RPA SME\",\"YES\")))","v":"--"},{"$f":"IF(OR($G37=\"Data\",$G37=\"--\",$G37=\"No\"), \"--\",IF(OR($F37<K37,$I37<K37),\"NO\",IF(OR(C37<10,P37<(('Parameter Information'!H43/10))),\"RPA SME\",\"YES\")))","v":"--"},null,"na",1.3999999999999999E-4,null,{"$f":"(1-$L$4)^(1/C37)","v":{"$error":"#VALUE!"}},{"$f":"IF(ISNUMBER(E37),LN(E37^2+1)^0.5,\"Need CV\")","v":"Need CV"},{"$f":"EXP(NORMSINV($L$5)*S37-0.5*(S37^2))/EXP(NORMSINV(R37)*S37-0.5*(S37^2))","v":{"$error":"#VALUE!"}}]
["Nickel (total recoverable)","N",{"$f":"'2. Summary Eff Data'!P44","v":"--"},{"$f":"IF(B38=\"n\",'2. Summary Eff Data'!Q44,IF(B38=\"y\",'2. Summary Eff Data'!S44,\"--\"))","v":"--"},{"$f":"'2. Summary Eff Data'!T44","v":"--"},{"$f":"IF(OR(ISNUMBER(D38)=FALSE,ISNUMBER(T38)=FALSE),\"--\",D38*T38)","v":"--"},"--",{"$f":"IF('4. Summary Amb. Data'!I43=\"--\",\"*\",'4. Summary Amb. Data'!I43)","v":"*"},"--",140,170,{"$f":"IF(OR($G38=\"Data\",$G38=\"--\",$G38=\"No\"), \"--\",IF(OR($F38<J38,$I38<J38),\"NO\",IF(OR($C38<10,O38<('Parameter Information'!H44/10)),\"RPA SME\",\"YES\")))","v":"--"},{"$f":"IF(OR($G38=\"Data\",$G38=\"--\",$G38=\"No\"), \"--\",IF(OR($F38<K38,$I38<K38),\"NO\",IF(OR(C38<10,P38<(('Parameter Information'!H44/10))),\"RPA SME\",\"YES\")))","v":"--"},null,140,170,null,{"$f":"(1-$L$4)^(1/C38)","v":{"$error":"#VALUE!"}},{"$f":"IF(ISNUMBER(E38),LN(E38^2+1)^0.5,\"Need CV\")","v":"Need CV"},{"$f":"EXP(NORMSINV($L$5)*S38-0.5*(S38^2))/EXP(NORMSINV(R38)*S38-0.5*(S38^2))","v":{"$error":"#VALUE!"}}]
["Nickel (dissolved)",null,null,null,null,null,"Yes",{"$f":"IF('4. Summary Amb. Data'!I44=\"--\",\"*\",'4. Summary Amb. Data'!I44)","v":"*"},{"$error":"#VALUE!"},0,null,{"$f":"IF(OR($G39=\"Data\",$G39=\"--\",$G39=\"No\"), \"--\",IF(OR($F39<J39,$I39<J39),\"NO\",IF(OR($C39<10,O39<('Parameter Information'!H45/10)),\"RPA SME\",\"YES\")))","v":{"$error":"#VALUE!"}},{"$f":"IF(OR($G39=\"Data\",$G39=\"--\",$G39=\"No\"), \"--\",IF(OR($F39<K39,$I39<K39),\"NO\",IF(OR(C39<10,P39<(('Parameter Information'!H45/10))),\"RPA SME\",\"YES\")))","v":{"$error":"#VALUE!"}}]
["Selenium (total recoverable)","N",{"$f":"'2. Summary Eff Data'!P46","v":"--"},{"$f":"IF(B40=\"n\",'2. Summary Eff Data'!Q46,IF(B40=\"y\",'2. Summary Eff Data'!S46,\"--\"))","v":"--"},{"$f":"'2. Summary Eff Data'!T46","v":"--"},{"$f":"IF(OR(ISNUMBER(D40)=FALSE,ISNUMBER(T40)=FALSE),\"--\",D40*T40)","v":"--"},"--",{"$f":"IF('4. Summary Amb. Data'!I45=\"--\",\"*\",'4. Summary Amb. Data'!I45)","v":"*"},"--",120,420,{"$f":"IF(OR($G40=\"Data\",$G40=\"--\",$G40=\"No\"), \"--\",IF(OR($F40<J40,$I40<J40),\"NO\",IF(OR($C40<10,O40<('Parameter Information'!H46/10)),\"RPA SME\",\"YES\")))","v":"--"},{"$f":"IF(OR($G40=\"Data\",$G40=\"--\",$G40=\"No\"), \"--\",IF(OR($F40<K40,$I40<K40),\"NO\",IF(OR(C40<10,P40<(('Parameter Information'!H46/10))),\"RPA SME\",\"YES\")))","v":"--"},null,120,420,null,{"$f":"(1-$L$4)^(1/C40)","v":{"$error":"#VALUE!"}},{"$f":"IF(ISNUMBER(E40),LN(E40^2+1)^0.5,\"Need CV\")","v":"Need CV"},{"$f":"EXP(NORMSINV($L$5)*S40-0.5*(S40^2))/EXP(NORMSINV(R40)*S40-0.5*(S40^2))","v":{"$error":"#VALUE!"}}]
["Selenium (dissolved)",null,null,null,null,null,"Yes",{"$f":"IF('4. Summary Amb. Data'!I46=\"--\",\"*\",'4. Summary Amb. Data'!I46)","v":"*"},{"$error":"#VALUE!"},0,null,{"$f":"IF(OR($G41=\"Data\",$G41=\"--\",$G41=\"No\"), \"--\",IF(OR($F41<J41,$I41<J41),\"NO\",IF(OR($C41<10,O41<('Parameter Information'!H47/10)),\"RPA SME\",\"YES\")))","v":{"$error":"#VALUE!"}},{"$f":"IF(OR($G41=\"Data\",$G41=\"--\",$G41=\"No\"), \"--\",IF(OR($F41<K41,$I41<K41),\"NO\",IF(OR(C41<10,P41<(('Parameter Information'!H47/10))),\"RPA SME\",\"YES\")))","v":{"$error":"#VALUE!"}}]
["Silver (total recoverable)",null,null,null,null,null,"Yes",{"$f":"IF('4. Summary Amb. Data'!I47=\"--\",\"*\",'4. Summary Amb. Data'!I47)","v":"*"},{"$error":"#VALUE!"},0,null,{"$f":"IF(OR($G42=\"Data\",$G42=\"--\",$G42=\"No\"), \"--\",IF(OR($F42<J42,$I42<J42),\"NO\",IF(OR($C42<10,O42<('Parameter Information'!H48/10)),\"RPA SME\",\"YES\")))","v":{"$error":"#VALUE!"}},{"$f":"IF(OR($G42=\"Data\",$G42=\"--\",$G42=\"No\"), \"--\",IF(OR($F42<K42,$I42<K42),\"NO\",IF(OR(C42<10,P42<(('Parameter Information'!H48/10))),\"RPA SME\",\"YES\")))","v":{"$error":"#VALUE!"}}]
["Silver (dissolved)",null,null,null,null,null,"Yes",{"$f":"IF('4. Summary Amb. Data'!I48=\"--\",\"*\",'4. Summary Amb. Data'!I48)","v":"*"},{"$error":"#VALUE!"},0,null,{"$f":"IF(OR($G43=\"Data\",$G43=\"--\",$G43=\"No\"), \"--\",IF(OR($F43<J43,$I43<J43),\"NO\",IF(OR($C43<10,O43<('Parameter Information'!H49/10)),\"RPA SME\",\"YES\")))","v":{"$error":"#VALUE!"}},{"$f":"IF(OR($G43=\"Data\",$G43=\"--\",$G43=\"No\"), \"--\",IF(OR($F43<K43,$I43<K43),\"NO\",IF(OR(C43<10,P43<(('Parameter Information'!H49/10))),\"RPA SME\",\"YES\")))","v":{"$error":"#VALUE!"}}]
["Thallium (total recoverable)","N",{"$f":"'2. Summary Eff Data'!P50","v":"--"},{"$f":"IF(B44=\"n\",'2. Summary Eff Data'!Q50,IF(B44=\"y\",'2. Summary Eff Data'!S50,\"--\"))","v":"--"},{"$f":"'2. Summary Eff Data'!T50","v":"--"},{"$f":"IF(OR(ISNUMBER(D44)=FALSE,ISNUMBER(T44)=FALSE),\"--\",D44*T44)","v":"--"},"--",{"$f":"IF('4. Summary Amb. Data'!I49=\"--\",\"*\",'4. Summary Amb. Data'!I49)","v":"*"},"--",4.2999999999999997E-2,{"$f":"P44","v":4.7E-2},{"$f":"IF(OR($G44=\"Data\",$G44=\"--\",$G44=\"No\"), \"--\",IF(OR($F44<J44,$I44<J44),\"NO\",IF(OR($C44<10,O44<('Parameter Information'!H50/10)),\"RPA SME\",\"YES\")))","v":"--"},{"$f":"IF(OR($G44=\"Data\",$G44=\"--\",$G44=\"No\"), \"--\",IF(OR($F44<K44,$I44<K44),\"NO\",IF(OR(C44<10,P44<(('Parameter Information'!H50/10))),\"RPA SME\",\"YES\")))","v":"--"},null,4.2999999999999997E-2,4.7E-2,null,{"$f":"(1-$L$4)^(1/C44)","v":{"$error":"#VALUE!"}},{"$f":"IF(ISNUMBER(E44),LN(E44^2+1)^0.5,\"Need CV\")","v":"Need CV"},{"$f":"EXP(NORMSINV($L$5)*S44-0.5*(S44^2))/EXP(NORMSINV(R44)*S44-0.5*(S44^2))","v":{"$error":"#VALUE!"}}]
["Zinc (total recoverable)","N",{"$f":"'2. Summary Eff Data'!P51","v":"--"},{"$f":"IF(B45=\"n\",'2. Summary Eff Data'!Q51,IF(B45=\"y\",'2. Summary Eff Data'!S51,\"--\"))","v":"--"},{"$f":"'2. Summary Eff Data'!T51","v":"--"},{"$f":"IF(OR(ISNUMBER(D45)=FALSE,ISNUMBER(T45)=FALSE),\"--\",D45*T45)","v":"--"},"--",{"$f":"IF('4. Summary Amb. Data'!I50=\"--\",\"*\",'4. Summary Amb. Data'!I50)","v":"*"},"--",2100,2600,{"$f":"IF(OR($G45=\"Data\",$G45=\"--\",$G45=\"No\"), \"--\",IF(OR($F45<J45,$I45<J45),\"NO\",IF(OR($C45<10,O45<('Parameter Information'!H51/10)),\"RPA SME\",\"YES\")))","v":"--"},{"$f":"IF(OR($G45=\"Data\",$G45=\"--\",$G45=\"No\"), \"--\",IF(OR($F45<K45,$I45<K45),\"NO\",IF(OR(C45<10,P45<(('Parameter Information'!H51/10))),\"RPA SME\",\"YES\")))","v":"--"},null,2100,2600,null,{"$f":"(1-$L$4)^(1/C45)","v":{"$error":"#VALUE!"}},{"$f":"IF(ISNUMBER(E45),LN(E45^2+1)^0.5,\"Need CV\")","v":"Need CV"},{"$f":"EXP(NORMSINV($L$5)*S45-0.5*(S45^2))/EXP(NORMSINV(R45)*S45-0.5*(S45^2))","v":{"$error":"#VALUE!"}}]
["Zinc (dissolved)",null,null,null,null,null,"Yes",{"$f":"IF('4. Summary Amb. Data'!I51=\"--\",\"*\",'4. Summary Amb. Data'!I51)","v":"*"},{"$error":"#VALUE!"},0,null,{"$f":"IF(OR($G46=\"Data\",$G46=\"--\",$G46=\"No\"), \"--\",IF(OR($F46<J46,$I46<J46),\"NO\",IF(OR($C46<10,O46<('Parameter Information'!H52/10)),\"RPA SME\",\"YES\")))","v":{"$error":"#VALUE!"}},{"$f":"IF(OR($G46=\"Data\",$G46=\"--\",$G46=\"No\"), \"--\",IF(OR($F46<K46,$I46<K46),\"NO\",IF(OR(C46<10,P46<(('Parameter Information'!H52/10))),\"RPA SME\",\"YES\")))","v":{"$error":"#VALUE!"}}]
["Cyanide (total)","N",{"$f":"'2. Summary Eff Data'!P53","v":"--"},{"$f":"IF(B47=\"n\",'2. Summary Eff Data'!Q53,IF(B47=\"y\",'2. Summary Eff Data'!S53,\"--\"))","v":"--"},{"$f":"'2. Summary Eff Data'!T53","v":"--"},{"$f":"IF(OR(ISNUMBER(D47)=FALSE,ISNUMBER(T47)=FALSE),\"--\",D47*T47)","v":"--"},"--",{"$f":"IF('4. Summary Amb. Data'!I52=\"--\",\"*\",'4. Summary Amb. Data'!I52)","v":"*"},"--",130,{"$f":"P47","v":130},{"$f":"IF(OR($G47=\"Data\",$G47=\"--\",$G47=\"No\"), \"--\",IF(OR($F47<J47,$I47<J47),\"NO\",IF(OR($C47<10,O47<('Parameter Information'!H53/10)),\"RPA SME\",\"YES\")))","v":"--"},{"$f":"IF(OR($G47=\"Data\",$G47=\"--\",$G47=\"No\"), \"--\",IF(OR($F47<K47,$I47<K47),\"NO\",IF(OR(C47<10,P47<(('Parameter Information'!H53/10))),\"RPA SME\",\"YES\")))","v":"--"},null,130,130,null,{"$f":"(1-$L$4)^(1/C47)","v":{"$error":"#VALUE!"}},{"$f":"IF(ISNUMBER(E47),LN(E47^2+1)^0.5,\"Need CV\")","v":"Need CV"},{"$f":"EXP(NORMSINV($L$5)*S47-0.5*(S47^2))/EXP(NORMSINV(R47)*S47-0.5*(S47^2))","v":{"$error":"#VALUE!"}}]
["Cyanide (free)"]
["Total phenolic compounds"]
["Table 2:  Volatile organic compounds"]
["Acrolein","N",{"$f":"'2. Summary Eff Data'!P57","v":"--"},{"$f":"IF(B51=\"n\",'2. Summary Eff Data'!Q57,IF(B51=\"y\",'2. Summary Eff Data'!S57,\"--\"))","v":"--"},{"$f":"'2. Summary Eff Data'!T57","v":"--"},{"$f":"IF(OR(ISNUMBER(D51)=FALSE,ISNUMBER(T51)=FALSE),\"--\",D51*T51)","v":"--"},{"$f":"IF(OR(C51=\"--\", D51=\"--\"),\"--\",IF(OR(F51>=J51, F51>=K51),\"Yes\",\"No\"))","v":"--"},{"$f":"IF('4. Summary Amb. Data'!I56=\"--\",\"*\",'4. Summary Amb. Data'!I56)","v":"*"},{"$f":"IF(G51=\"Yes\",IF(B51=\"n\",($F51+$H51*($L$3-1))/$L$3,($F51+$H51*($L$2-1))/$L$2),\"--\")","v":"--"},{"$f":"IF($H$6=\"Salt\", \"--\",O51)","v":0.88},{"$f":"P51","v":0.93},{"$f":"IF(OR($G51=\"Data\",$G51=\"--\",$G51=\"No\"), \"--\",IF(OR($F51<J51,$I51<J51),\"NO\",IF(OR($C51<10,O51<('Parameter Information'!H57/10)),\"RPA SME\",\"YES\")))","v":"--"},{"$f":"IF(OR($G51=\"Data\",$G51=\"--\",$G51=\"No\"), \"--\",IF(OR($F51<K51,$I51<K51),\"NO\",IF(OR(C51<10,P51<(('Parameter Information'!H57/10))),\"RPA SME\",\"YES\")))","v":"--"},null,0.88,0.93,null,{"$f":"(1-$L$4)^(1/C51)","v":{"$error":"#VALUE!"}},{"$f":"IF(ISNUMBER(E51),LN(E51^2+1)^0.5,\"Need CV\")","v":"Need CV"},{"$f":"EXP(NORMSINV($L$5)*S51-0.5*(S51^2))/EXP(NORMSINV(R51)*S51-0.5*(S51^2))","v":{"$error":"#VALUE!"}}]
["Acrylonitrile","Y",{"$f":"'2. Summary Eff Data'!P58","v":"--"},{"$f":"IF(B52=\"n\",'2. Summary Eff Data'!Q58,IF(B52=\"y\",'2. Summary Eff Data'!S58,\"--\"))","v":"--"},{"$f":"'2. Summary Eff Data'!T58","v":"--"},"--","--",{"$f":"IF('4. Summary Amb. Data'!I57=\"--\",\"*\",'4. Summary Amb. Data'!I57)","v":"*"},"--",1.7999999999999999E-2,2.5000000000000001E-2,{"$f":"IF(OR($G52=\"Data\",$G52=\"--\",$G52=\"No\"), \"--\",IF(OR($F52<J52,$I52<J52),\"NO\",IF(OR($C52<10,O52<('Parameter Information'!H58/10)),\"RPA SME\",\"YES\")))","v":"--"},{"$f":"IF(OR($G52=\"Data\",$G52=\"--\",$G52=\"No\"), \"--\",IF(OR($F52<K52,$I52<K52),\"NO\",IF(OR(C52<10,P52<(('Parameter Information'!H58/10))),\"RPA SME\",\"YES\")))","v":"--"},null,1.7999999999999999E-2,2.5000000000000001E-2,null,{"$error":"#VALUE!"},"Need CV",{"$error":"#VALUE!"}]
["Benzene","Y",{"$f":"'2. Summary Eff Data'!P59","v":"--"},{"$f":"IF(B53=\"n\",'2. Summary Eff Data'!Q59,IF(B53=\"y\",'2. Summary Eff Data'!S59,\"--\"))","v":"--"},{"$f":"'2. Summary Eff Data'!T59","v":"--"},"--","--",{"$f":"IF('4. Summary Amb. Data'!I58=\"--\",\"*\",'4. Summary Amb. Data'!I58)","v":"*"},"--",0.44,1.4,{"$f":"IF(OR($G53=\"Data\",$G53=\"--\",$G53=\"No\"), \"--\",IF(OR($F53<J53,$I53<J53),\"NO\",IF(OR($C53<10,O53<('Parameter Information'!H59/10)),\"RPA SME\",\"YES\")))","v":"--"},{"$f":"IF(OR($G53=\"Data\",$G53=\"--\",$G53=\"No\"), \"--\",IF(OR($F53<K53,$I53<K53),\"NO\",IF(OR(C53<10,P53<(('Parameter Information'!H59/10))),\"RPA SME\",\"YES\")))","v":"--"},null,0.44,1.4,null,{"$error":"#VALUE!"},"Need CV",{"$error":"#VALUE!"}]
["Bromoform","y",{"$f":"'2. Summary Eff Data'!P60","v":"--"},{"$f":"IF(B54=\"n\",'2. Summary Eff Data'!Q60,IF(B54=\"y\",'2. Summary Eff Data'!S60,\"--\"))","v":"--"},{"$f":"'2. Summary Eff Data'!T60","v":"--"},"--","--",{"$f":"IF('4. Summary Amb. Data'!I59=\"--\",\"*\",'4. Summary Amb. Data'!I59)","v":"*"},"--",3.3,14,{"$f":"IF(OR($G54=\"Data\",$G54=\"--\",$G54=\"No\"), \"--\",IF(OR($F54<J54,$I54<J54),\"NO\",IF(OR($C54<10,O54<('Parameter Information'!H60/10)),\"RPA SME\",\"YES\")))","v":"--"},{"$f":"IF(OR($G54=\"Data\",$G54=\"--\",$G54=\"No\"), \"--\",IF(OR($F54<K54,$I54<K54),\"NO\",IF(OR(C54<10,P54<(('Parameter Information'!H60/10))),\"RPA SME\",\"YES\")))","v":"--"},null,3.3,14,null,{"$error":"#VALUE!"},"Need CV",{"$error":"#VALUE!"}]
["Carbon Tetrachloride","Y",{"$f":"'2. Summary Eff Data'!P61","v":"--"},{"$f":"IF(B55=\"n\",'2. Summary Eff Data'!Q61,IF(B55=\"y\",'2. Summary Eff Data'!S61,\"--\"))","v":"--"},{"$f":"'2. Summary Eff Data'!T61","v":"--"},"--","--",{"$f":"IF('4. Summary Amb. Data'!I60=\"--\",\"*\",'4. Summary Amb. Data'!I60)","v":"*"},"--",0.1,0.16,{"$f":"IF(OR($G55=\"Data\",$G55=\"--\",$G55=\"No\"), \"--\",IF(OR($F55<J55,$I55<J55),\"NO\",IF(OR($C55<10,O55<('Parameter Information'!H61/10)),\"RPA SME\",\"YES\")))","v":"--"},{"$f":"IF(OR($G55=\"Data\",$G55=\"--\",$G55=\"No\"), \"--\",IF(OR($F55<K55,$I55<K55),\"NO\",IF(OR(C55<10,P55<(('Parameter Information'!H61/10))),\"RPA SME\",\"YES\")))","v":"--"},null,0.1,0.16,null,{"$error":"#VALUE!"},"Need CV",{"$error":"#VALUE!"}]
["Chlorobenzene","N",{"$f":"'2. Summary Eff Data'!P62","v":"--"},{"$f":"IF(B56=\"n\",'2. Summary Eff Data'!Q62,IF(B56=\"y\",'2. Summary Eff Data'!S62,\"--\"))","v":"--"},{"$f":"'2. Summary Eff Data'!T62","v":"--"},"--","--",{"$f":"IF('4. Summary Amb. Data'!I61=\"--\",\"*\",'4. Summary Amb. Data'!I61)","v":"*"},"--",74,160,{"$f":"IF(OR($G56=\"Data\",$G56=\"--\",$G56=\"No\"), \"--\",IF(OR($F56<J56,$I56<J56),\"NO\",IF(OR($C56<10,O56<('Parameter Information'!H62/10)),\"RPA SME\",\"YES\")))","v":"--"},{"$f":"IF(OR($G56=\"Data\",$G56=\"--\",$G56=\"No\"), \"--\",IF(OR($F56<K56,$I56<K56),\"NO\",IF(OR(C56<10,P56<(('Parameter Information'!H62/10))),\"RPA SME\",\"YES\")))","v":"--"},null,74,160,null,{"$error":"#VALUE!"},"Need CV",{"$error":"#VALUE!"}]
["Chlorodibromomethane","y",{"$f":"'2. Summary Eff Data'!P63","v":"--"},{"$f":"IF(B57=\"n\",'2. Summary Eff Data'!Q63,IF(B57=\"y\",'2. Summary Eff Data'!S63,\"--\"))","v":"--"},{"$f":"'2. Summary Eff Data'!T63","v":"--"},"--","--",{"$f":"IF('4. Summary Amb. Data'!I62=\"--\",\"*\",'4. Summary Amb. Data'!I62)","v":"*"},"--",0.31,1.3,{"$f":"IF(OR($G57=\"Data\",$G57=\"--\",$G57=\"No\"), \"--\",IF(OR($F57<J57,$I57<J57),\"NO\",IF(OR($C57<10,O57<('Parameter Information'!H63/10)),\"RPA SME\",\"YES\")))","v":"--"},{"$f":"IF(OR($G57=\"Data\",$G57=\"--\",$G57=\"No\"), \"--\",IF(OR($F57<K57,$I57<K57),\"NO\",IF(OR(C57<10,P57<(('Parameter Information'!H63/10))),\"RPA SME\",\"YES\")))","v":"--"},null,0.31,1.3,null,{"$error":"#VALUE!"},"Need CV",{"$error":"#VALUE!"}]
["Chloroethane",null,null,null,null,null,"Yes",{"$f":"IF('4. Summary Amb. Data'!I63=\"--\",\"*\",'4. Summary Amb. Data'!I63)","v":"*"},{"$error":"#VALUE!"},0,null,{"$f":"IF(OR($G58=\"Data\",$G58=\"--\",$G58=\"No\"), \"--\",IF(OR($F58<J58,$I58<J58),\"NO\",IF(OR($C58<10,O58<('Parameter Information'!H64/10)),\"RPA SME\",\"YES\")))","v":{"$error":"#VALUE!"}},{"$f":"IF(OR($G58=\"Data\",$G58=\"--\",$G58=\"No\"), \"--\",IF(OR($F58<K58,$I58<K58),\"NO\",IF(OR(C58<10,P58<(('Parameter Information'!H64/10))),\"RPA SME\",\"YES\")))","v":{"$error":"#VALUE!"}}]
["2-chloroethylvinyl ether",null,null,null,null,null,"Yes",{"$f":"IF('4. Summary Amb. Data'!I64=\"--\",\"*\",'4. Summary Amb. Data'!I64)","v":"*"},{"$error":"#VALUE!"},0,null,{"$f":"IF(OR($G59=\"Data\",$G59=\"--\",$G59=\"No\"), \"--\",IF(OR($F59<J59,$I59<J59),\"NO\",IF(OR($C59<10,O59<('Parameter Information'!H65/10)),\"RPA SME\",\"YES\")))","v":{"$error":"#VALUE!"}},{"$f":"IF(OR($G59=\"Data\",$G59=\"--\",$G59=\"No\"), \"--\",IF(OR($F59<K59,$I59<K59),\"NO\",IF(OR(C59<10,P59<(('Parameter Information'!H65/10))),\"RPA SME\",\"YES\")))","v":{"$error":"#VALUE!"}}]
["Chloroform","n",{"$f":"'2. Summary Eff Data'!P66","v":"--"},{"$f":"IF(B60=\"n\",'2. Summary Eff Data'!Q66,IF(B60=\"y\",'2. Summary Eff Data'!S66,\"--\"))","v":"--"},{"$f":"'2. Summary Eff Data'!T66","v":"--"},{"$f":"IF(OR(ISNUMBER(D60)=FALSE,ISNUMBER(T60)=FALSE),\"--\",D60*T60)","v":"--"},"--",{"$f":"IF('4. Summary Amb. Data'!I65=\"--\",\"*\",'4. Summary Amb. Data'!I65)","v":"*"},"--",260,{"$f":"P60","v":1100},{"$f":"IF(OR($G60=\"Data\",$G60=\"--\",$G60=\"No\"), \"--\",IF(OR($F60<J60,$I60<J60),\"NO\",IF(OR($C60<10,O60<('Parameter Information'!H66/10)),\"RPA SME\",\"YES\")))","v":"--"},{"$f":"IF(OR($G60=\"Data\",$G60=\"--\",$G60=\"No\"), \"--\",IF(OR($F60<K60,$I60<K60),\"NO\",IF(OR(C60<10,P60<(('Parameter Information'!H66/10))),\"RPA SME\",\"YES\")))","v":"--"},null,260,1100,null,{"$f":"(1-$L$4)^(1/C60)","v":{"$error":"#VALUE!"}},{"$f":"IF(ISNUMBER(E60),LN(E60^2+1)^0.5,\"Need CV\")","v":"Need CV"},{"$f":"EXP(NORMSINV($L$5)*S60-0.5*(S60^2))/EXP(NORMSINV(R60)*S60-0.5*(S60^2))","v":{"$error":"#VALUE!"}}]
["1,2-Dichlorobenzene (o)","n",{"$f":"'2. Summary Eff Data'!P67","v":"--"},{"$f":"IF(B61=\"n\",'2. Summary Eff Data'!Q67,IF(B61=\"y\",'2. Summary Eff Data'!S67,\"--\"))","v":"--"},{"$f":"'2. Summary Eff Data'!T67","v":"--"},{"$f":"IF(OR(ISNUMBER(D61)=FALSE,ISNUMBER(T61)=FALSE),\"--\",D61*T61)","v":"--"},"--",{"$f":"IF('4. Summary Amb. Data'!I66=\"--\",\"*\",'4. Summary Amb. Data'!I66)","v":"*"},"--",110,130,{"$f":"IF(OR($G61=\"Data\",$G61=\"--\",$G61=\"No\"), \"--\",IF(OR($F61<J61,$I61<J61),\"NO\",IF(OR($C61<10,O61<('Parameter Information'!H67/10)),\"RPA SME\",\"YES\")))","v":"--"},{"$f":"IF(OR($G61=\"Data\",$G61=\"--\",$G61=\"No\"), \"--\",IF(OR($F61<K61,$I61<K61),\"NO\",IF(OR(C61<10,P61<(('Parameter Information'!H67/10))),\"RPA SME\",\"YES\")))","v":"--"},null,110,130,null,{"$f":"(1-$L$4)^(1/C61)","v":{"$error":"#VALUE!"}},{"$f":"IF(ISNUMBER(E61),LN(E61^2+1)^0.5,\"Need CV\")","v":"Need CV"},{"$f":"EXP(NORMSINV($L$5)*S61-0.5*(S61^2))/EXP(NORMSINV(R61)*S61-0.5*(S61^2))","v":{"$error":"#VALUE!"}}]
["1,3-Dichlorobenzene (m)","n",{"$f":"'2. Summary Eff Data'!P68","v":"--"},{"$f":"IF(B62=\"n\",'2. Summary Eff Data'!Q68,IF(B62=\"y\",'2. Summary Eff Data'!S68,\"--\"))","v":"--"},{"$f":"'2. Summary Eff Data'!T68","v":"--"},{"$f":"IF(OR(ISNUMBER(D62)=FALSE,ISNUMBER(T62)=FALSE),\"--\",D62*T62)","v":"--"},"--",{"$f":"IF('4. Summary Amb. Data'!I67=\"--\",\"*\",'4. Summary Amb. Data'!I67)","v":"*"},"--",80,96,{"$f":"IF(OR($G62=\"Data\",$G62=\"--\",$G62=\"No\"), \"--\",IF(OR($F62<J62,$I62<J62),\"NO\",IF(OR($C62<10,O62<('Parameter Information'!H68/10)),\"RPA SME\",\"YES\")))","v":"--"},{"$f":"IF(OR($G62=\"Data\",$G62=\"--\",$G62=\"No\"), \"--\",IF(OR($F62<K62,$I62<K62),\"NO\",IF(OR(C62<10,P62<(('Parameter Information'!H68/10))),\"RPA SME\",\"YES\")))","v":"--"},null,80,96,null,{"$f":"(1-$L$4)^(1/C62)","v":{"$error":"#VALUE!"}},{"$f":"IF(ISNUMBER(E62),LN(E62^2+1)^0.5,\"Need CV\")","v":"Need CV"},{"$f":"EXP(NORMSINV($L$5)*S62-0.5*(S62^2))/EXP(NORMSINV(R62)*S62-0.5*(S62^2))","v":{"$error":"#VALUE!"}}]
["1,4-Dichlorobenzene (p)","n",{"$f":"'2. Summary Eff Data'!P69","v":"--"},{"$f":"IF(B63=\"n\",'2. Summary Eff Data'!Q69,IF(B63=\"y\",'2. Summary Eff Data'!S69,\"--\"))","v":"--"},{"$f":"'2. Summary Eff Data'!T69","v":"--"},{"$f":"IF(OR(ISNUMBER(D63)=FALSE,ISNUMBER(T63)=FALSE),\"--\",D63*T63)","v":"--"},"--",{"$f":"IF('4. Summary Amb. Data'!I68=\"--\",\"*\",'4. Summary Amb. Data'!I68)","v":"*"},"--",16,19,{"$f":"IF(OR($G63=\"Data\",$G63=\"--\",$G63=\"No\"), \"--\",IF(OR($F63<J63,$I63<J63),\"NO\",IF(OR($C63<10,O63<('Parameter Information'!H69/10)),\"RPA SME\",\"YES\")))","v":"--"},{"$f":"IF(OR($G63=\"Data\",$G63=\"--\",$G63=\"No\"), \"--\",IF(OR($F63<K63,$I63<K63),\"NO\",IF(OR(C63<10,P63<(('Parameter Information'!H69/10))),\"RPA SME\",\"YES\")))","v":"--"},null,16,19,null,{"$f":"(1-$L$4)^(1/C63)","v":{"$error":"#VALUE!"}},{"$f":"IF(ISNUMBER(E63),LN(E63^2+1)^0.5,\"Need CV\")","v":"Need CV"},{"$f":"EXP(NORMSINV($L$5)*S63-0.5*(S63^2))/EXP(NORMSINV(R63)*S63-0.5*(S63^2))","v":{"$error":"#VALUE!"}}]
["Dichlorobromomethane","y",{"$f":"'2. Summary Eff Data'!P70","v":"--"},{"$f":"IF(B64=\"n\",'2. Summary Eff Data'!Q70,IF(B64=\"y\",'2. Summary Eff Data'!S70,\"--\"))","v":"--"},{"$f":"'2. Summary Eff Data'!T70","v":"--"},{"$f":"IF(OR(ISNUMBER(D64)=FALSE,ISNUMBER(T64)=FALSE),\"--\",D64*T64)","v":"--"},"--",{"$f":"IF('4. Summary Amb. Data'!I69=\"--\",\"*\",'4. Summary Amb. Data'!I69)","v":"*"},"--",0.42,1.7,{"$f":"IF(OR($G64=\"Data\",$G64=\"--\",$G64=\"No\"), \"--\",IF(OR($F64<J64,$I64<J64),\"NO\",IF(OR($C64<10,O64<('Parameter Information'!H70/10)),\"RPA SME\",\"YES\")))","v":"--"},{"$f":"IF(OR($G64=\"Data\",$G64=\"--\",$G64=\"No\"), \"--\",IF(OR($F64<K64,$I64<K64),\"NO\",IF(OR(C64<10,P64<(('Parameter Information'!H70/10))),\"RPA SME\",\"YES\")))","v":"--"},null,0.42,1.7,null,{"$f":"(1-$L$4)^(1/C64)","v":{"$error":"#VALUE!"}},{"$f":"IF(ISNUMBER(E64),LN(E64^2+1)^0.5,\"Need CV\")","v":"Need CV"},{"$f":"EXP(NORMSINV($L$5)*S64-0.5*(S64^2))/EXP(NORMSINV(R64)*S64-0.5*(S64^2))","v":{"$error":"#VALUE!"}}]
["1,1-dichloroethane",null,null,null,null,null,"Yes",{"$f":"IF('4. Summary Amb. Data'!I70=\"--\",\"*\",'4. Summary Amb. Data'!I70)","v":"*"},{"$error":"#VALUE!"},0,null,{"$f":"IF(OR($G65=\"Data\",$G65=\"--\",$G65=\"No\"), \"--\",IF(OR($F65<J65,$I65<J65),\"NO\",IF(OR($C65<10,O65<('Parameter Information'!H71/10)),\"RPA SME\",\"YES\")))","v":{"$error":"#VALUE!"}},{"$f":"IF(OR($G65=\"Data\",$G65=\"--\",$G65=\"No\"), \"--\",IF(OR($F65<K65,$I65<K65),\"NO\",IF(OR(C65<10,P65<(('Parameter Information'!H71/10))),\"RPA SME\",\"YES\")))","v":{"$error":"#VALUE!"}}]
["1,2-dichloroethane","y",{"$f":"'2. Summary Eff Data'!P72","v":"--"},{"$f":"IF(B66=\"n\",'2. Summary Eff Data'!Q72,IF(B66=\"y\",'2. Summary Eff Data'!S72,\"--\"))","v":"--"},{"$f":"'2. Summary Eff Data'!T72","v":"--"},{"$f":"IF(OR(ISNUMBER(D66)=FALSE,ISNUMBER(T66)=FALSE),\"--\",D66*T66)","v":"--"},"--",{"$f":"IF('4. Summary Amb. Data'!I71=\"--\",\"*\",'4. Summary Amb. Data'!I71)","v":"*"},"--",0.35,{"$f":"P66","v":3.7},{"$f":"IF(OR($G66=\"Data\",$G66=\"--\",$G66=\"No\"), \"--\",IF(OR($F66<J66,$I66<J66),\"NO\",IF(OR($C66<10,O66<('Parameter Information'!H72/10)),\"RPA SME\",\"YES\")))","v":"--"},{"$f":"IF(OR($G66=\"Data\",$G66=\"--\",$G66=\"No\"), \"--\",IF(OR($F66<K66,$I66<K66),\"NO\",IF(OR(C66<10,P66<(('Parameter Information'!H72/10))),\"RPA SME\",\"YES\")))","v":"--"},null,0.35,3.7,null,{"$f":"(1-$L$4)^(1/C66)","v":{"$error":"#VALUE!"}},{"$f":"IF(ISNUMBER(E66),LN(E66^2+1)^0.5,\"Need CV\")","v":"Need CV"},{"$f":"EXP(NORMSINV($L$5)*S66-0.5*(S66^2))/EXP(NORMSINV(R66)*S66-0.5*(S66^2))","v":{"$error":"#VALUE!"}}]
["1,2-trans-dichloroethylene","n",{"$f":"'2. Summary Eff Data'!P73","v":"--"},{"$f":"IF(B67=\"n\",'2. Summary Eff Data'!Q73,IF(B67=\"y\",'2. Summary Eff Data'!S73,\"--\"))","v":"--"},{"$f":"'2. Summary Eff Data'!T73","v":"--"},"--","--",{"$f":"IF('4. Summary Amb. Data'!I72=\"--\",\"*\",'4. Summary Amb. Data'!I72)","v":"*"},"--",120,1000,{"$f":"IF(OR($G67=\"Data\",$G67=\"--\",$G67=\"No\"), \"--\",IF(OR($F67<J67,$I67<J67),\"NO\",IF(OR($C67<10,O67<('Parameter Information'!H73/10)),\"RPA SME\",\"YES\")))","v":"--"},{"$f":"IF(OR($G67=\"Data\",$G67=\"--\",$G67=\"No\"), \"--\",IF(OR($F67<K67,$I67<K67),\"NO\",IF(OR(C67<10,P67<(('Parameter Information'!H73/10))),\"RPA SME\",\"YES\")))","v":"--"},null,120,1000,null,{"$error":"#VALUE!"},"Need CV",{"$error":"#VALUE!"}]
["1,1-dichloroethylene","n",{"$f":"'2. Summary Eff Data'!P74","v":"--"},{"$f":"IF(B68=\"n\",'2. Summary Eff Data'!Q74,IF(B68=\"y\",'2. Summary Eff Data'!S74,\"--\"))","v":"--"},{"$f":"'2. Summary Eff Data'!T74","v":"--"},"--","--",{"$f":"IF('4. Summary Amb. Data'!I73=\"--\",\"*\",'4. Summary Amb. Data'!I73)","v":"*"},"--",230,710,{"$f":"IF(OR($G68=\"Data\",$G68=\"--\",$G68=\"No\"), \"--\",IF(OR($F68<J68,$I68<J68),\"NO\",IF(OR($C68<10,O68<('Parameter Information'!H74/10)),\"RPA SME\",\"YES\")))","v":"--"},{"$f":"IF(OR($G68=\"Data\",$G68=\"--\",$G68=\"No\"), \"--\",IF(OR($F68<K68,$I68<K68),\"NO\",IF(OR(C68<10,P68<(('Parameter Information'!H74/10))),\"RPA SME\",\"YES\")))","v":"--"},null,230,710,null,{"$error":"#VALUE!"},"Need CV",{"$error":"#VALUE!"}]
["1,2-dichloropropane","y",{"$f":"'2. Summary Eff Data'!P75","v":"--"},{"$f":"IF(B69=\"n\",'2. Summary Eff Data'!Q75,IF(B69=\"y\",'2. Summary Eff Data'!S75,\"--\"))","v":"--"},{"$f":"'2. Summary Eff Data'!T75","v":"--"},"--","--",{"$f":"IF('4. Summary Amb. Data'!I74=\"--\",\"*\",'4. Summary Amb. Data'!I74)","v":"*"},"--",0.38,{"$f":"P69","v":1.5},{"$f":"IF(OR($G69=\"Data\",$G69=\"--\",$G69=\"No\"), \"--\",IF(OR($F69<J69,$I69<J69),\"NO\",IF(OR($C69<10,O69<('Parameter Information'!H75/10)),\"RPA SME\",\"YES\")))","v":"--"},{"$f":"IF(OR($G69=\"Data\",$G69=\"--\",$G69=\"No\"), \"--\",IF(OR($F69<K69,$I69<K69),\"NO\",IF(OR(C69<10,P69<(('Parameter Information'!H75/10))),\"RPA SME\",\"YES\")))","v":"--"},null,0.38,1.5,null,{"$error":"#VALUE!"},"Need CV",{"$error":"#VALUE!"}]
["1,3-dichloropropene","y",{"$f":"'2. Summary Eff Data'!P76","v":"--"},{"$f":"IF(B70=\"n\",'2. Summary Eff Data'!Q76,IF(B70=\"y\",'2. Summary Eff Data'!S76,\"--\"))","v":"--"},{"$f":"'2. Summary Eff Data'!T76","v":"--"},"--","--",{"$f":"IF('4. Summary Amb. Data'!I75=\"--\",\"*\",'4. Summary Amb. Data'!I75)","v":"*"},"--",0.3,2.1,{"$f":"IF(OR($G70=\"Data\",$G70=\"--\",$G70=\"No\"), \"--\",IF(OR($F70<J70,$I70<J70),\"NO\",IF(OR($C70<10,O70<('Parameter Information'!H76/10)),\"RPA SME\",\"YES\")))","v":"--"},{"$f":"IF(OR($G70=\"Data\",$G70=\"--\",$G70=\"No\"), \"--\",IF(OR($F70<K70,$I70<K70),\"NO\",IF(OR(C70<10,P70<(('Parameter Information'!H76/10))),\"RPA SME\",\"YES\")))","v":"--"},null,0.3,2.1,null,{"$error":"#VALUE!"},"Need CV",{"$error":"#VALUE!"}]
["Ethylbenzene","n",{"$f":"'2. Summary Eff Data'!P77","v":"--"},{"$f":"IF(B71=\"n\",'2. Summary Eff Data'!Q77,IF(B71=\"y\",'2. Summary Eff Data'!S77,\"--\"))","v":"--"},{"$f":"'2. Summary Eff Data'!T77","v":"--"},"--","--",{"$f":"IF('4. Summary Amb. Data'!I76=\"--\",\"*\",'4. Summary Amb. Data'!I76)","v":"*"},"--",160,210,{"$f":"IF(OR($G71=\"Data\",$G71=\"--\",$G71=\"No\"), \"--\",IF(OR($F71<J71,$I71<J71),\"NO\",IF(OR($C71<10,O71<('Parameter Information'!H77/10)),\"RPA SME\",\"YES\")))","v":"--"},{"$f":"IF(OR($G71=\"Data\",$G71=\"--\",$G71=\"No\"), \"--\",IF(OR($F71<K71,$I71<K71),\"NO\",IF(OR(C71<10,P71<(('Parameter Information'!H77/10))),\"RPA SME\",\"YES\")))","v":"--"},null,160,210,null,{"$error":"#VALUE!"},"Need CV",{"$error":"#VALUE!"}]
["Methyl Bromide","n",{"$f":"'2. Summary Eff Data'!P78","v":"--"},{"$f":"IF(B72=\"n\",'2. Summary Eff Data'!Q78,IF(B72=\"y\",'2. Summary Eff Data'!S78,\"--\"))","v":"--"},{"$f":"'2. Summary Eff Data'!T78","v":"--"},"--","--",{"$f":"IF('4. Summary Amb. Data'!I77=\"--\",\"*\",'4. Summary Amb. Data'!I77)","v":"*"},"--",37,150,{"$f":"IF(OR($G72=\"Data\",$G72=\"--\",$G72=\"No\"), \"--\",IF(OR($F72<J72,$I72<J72),\"NO\",IF(OR($C72<10,O72<('Parameter Information'!H78/10)),\"RPA SME\",\"YES\")))","v":"--"},{"$f":"IF(OR($G72=\"Data\",$G72=\"--\",$G72=\"No\"), \"--\",IF(OR($F72<K72,$I72<K72),\"NO\",IF(OR(C72<10,P72<(('Parameter Information'!H78/10))),\"RPA SME\",\"YES\")))","v":"--"},null,37,150,null,{"$error":"#VALUE!"},"Need CV",{"$error":"#VALUE!"}]
["methyl chloride",null,null,null,null,null,"Yes",{"$f":"IF('4. Summary Amb. Data'!I78=\"--\",\"*\",'4. Summary Amb. Data'!I78)","v":"*"},{"$error":"#VALUE!"},0,null,{"$f":"IF(OR($G73=\"Data\",$G73=\"--\",$G73=\"No\"), \"--\",IF(OR($F73<J73,$I73<J73),\"NO\",IF(OR($C73<10,O73<('Parameter Information'!H79/10)),\"RPA SME\",\"YES\")))","v":{"$error":"#VALUE!"}},{"$f":"IF(OR($G73=\"Data\",$G73=\"--\",$G73=\"No\"), \"--\",IF(OR($F73<K73,$I73<K73),\"NO\",IF(OR(C73<10,P73<(('Parameter Information'!H79/10))),\"RPA SME\",\"YES\")))","v":{"$error":"#VALUE!"}}]
["Methylene Chloride","y",{"$f":"'2. Summary Eff Data'!P80","v":"--"},{"$f":"IF(B74=\"n\",'2. Summary Eff Data'!Q80,IF(B74=\"y\",'2. Summary Eff Data'!S80,\"--\"))","v":"--"},{"$f":"'2. Summary Eff Data'!T80","v":"--"},{"$f":"IF(OR(ISNUMBER(D74)=FALSE,ISNUMBER(T74)=FALSE),\"--\",D74*T74)","v":"--"},"--",{"$f":"IF('4. Summary Amb. Data'!I79=\"--\",\"*\",'4. Summary Amb. Data'!I79)","v":"*"},"--",4.3,{"$f":"P74","v":59},{"$f":"IF(OR($G74=\"Data\",$G74=\"--\",$G74=\"No\"), \"--\",IF(OR($F74<J74,$I74<J74),\"NO\",IF(OR($C74<10,O74<('Parameter Information'!H80/10)),\"RPA SME\",\"YES\")))","v":"--"},{"$f":"IF(OR($G74=\"Data\",$G74=\"--\",$G74=\"No\"), \"--\",IF(OR($F74<K74,$I74<K74),\"NO\",IF(OR(C74<10,P74<(('Parameter Information'!H80/10))),\"RPA SME\",\"YES\")))","v":"--"},null,4.3,59,null,{"$f":"(1-$L$4)^(1/C74)","v":{"$error":"#VALUE!"}},{"$f":"IF(ISNUMBER(E74),LN(E74^2+1)^0.5,\"Need CV\")","v":"Need CV"},{"$f":"EXP(NORMSINV($L$5)*S74-0.5*(S74^2))/EXP(NORMSINV(R74)*S74-0.5*(S74^2))","v":{"$error":"#VALUE!"}}]
["1,1,2,2-tetrachloroethane","y",{"$f":"'2. Summary Eff Data'!P81","v":"--"},{"$f":"IF(B75=\"n\",'2. Summary Eff Data'!Q81,IF(B75=\"y\",'2. Summary Eff Data'!S81,\"--\"))","v":"--"},{"$f":"'2. Summary Eff Data'!T81","v":"--"},{"$f":"IF(OR(ISNUMBER(D75)=FALSE,ISNUMBER(T75)=FALSE),\"--\",D75*T75)","v":"--"},"--",{"$f":"IF('4. Summary Amb. Data'!I80=\"--\",\"*\",'4. Summary Amb. Data'!I80)","v":"*"},"--",0.12,0.4,{"$f":"IF(OR($G75=\"Data\",$G75=\"--\",$G75=\"No\"), \"--\",IF(OR($F75<J75,$I75<J75),\"NO\",IF(OR($C75<10,O75<('Parameter Information'!H81/10)),\"RPA SME\",\"YES\")))","v":"--"},{"$f":"IF(OR($G75=\"Data\",$G75=\"--\",$G75=\"No\"), \"--\",IF(OR($F75<K75,$I75<K75),\"NO\",IF(OR(C75<10,P75<(('Parameter Information'!H81/10))),\"RPA SME\",\"YES\")))","v":"--"},null,0.12,0.4,null,{"$f":"(1-$L$4)^(1/C75)","v":{"$error":"#VALUE!"}},{"$f":"IF(ISNUMBER(E75),LN(E75^2+1)^0.5,\"Need CV\")","v":"Need CV"},{"$f":"EXP(NORMSINV($L$5)*S75-0.5*(S75^2))/EXP(NORMSINV(R75)*S75-0.5*(S75^2))","v":{"$error":"#VALUE!"}}]
["Tetrachloroethylene","y",{"$f":"'2. Summary Eff Data'!P82","v":"--"},{"$f":"IF(B76=\"n\",'2. Summary Eff Data'!Q82,IF(B76=\"y\",'2. Summary Eff Data'!S82,\"--\"))","v":"--"},{"$f":"'2. Summary Eff Data'!T82","v":"--"},{"$f":"IF(OR(ISNUMBER(D76)=FALSE,ISNUMBER(T76)=FALSE),\"--\",D76*T76)","v":"--"},"--",{"$f":"IF('4. Summary Amb. Data'!I81=\"--\",\"*\",'4. Summary Amb. Data'!I81)","v":"*"},"--",0.24,0.33,{"$f":"IF(OR($G76=\"Data\",$G76=\"--\",$G76=\"No\"), \"--\",IF(OR($F76<J76,$I76<J76),\"NO\",IF(OR($C76<10,O76<('Parameter Information'!H82/10)),\"RPA SME\",\"YES\")))","v":"--"},{"$f":"IF(OR($G76=\"Data\",$G76=\"--\",$G76=\"No\"), \"--\",IF(OR($F76<K76,$I76<K76),\"NO\",IF(OR(C76<10,P76<(('Parameter Information'!H82/10))),\"RPA SME\",\"YES\")))","v":"--"},null,0.24,0.33,null,{"$f":"(1-$L$4)^(1/C76)","v":{"$error":"#VALUE!"}},{"$f":"IF(ISNUMBER(E76),LN(E76^2+1)^0.5,\"Need CV\")","v":"Need CV"},{"$f":"EXP(NORMSINV($L$5)*S76-0.5*(S76^2))/EXP(NORMSINV(R76)*S76-0.5*(S76^2))","v":{"$error":"#VALUE!"}}]
["Toluene","n",{"$f":"'2. Summary Eff Data'!P83","v":"--"},{"$f":"IF(B77=\"n\",'2. Summary Eff Data'!Q83,IF(B77=\"y\",'2. Summary Eff Data'!S83,\"--\"))","v":"--"},{"$f":"'2. Summary Eff Data'!T83","v":"--"},{"$f":"IF(OR(ISNUMBER(D77)=FALSE,ISNUMBER(T77)=FALSE),\"--\",D77*T77)","v":"--"},"--",{"$f":"IF('4. Summary Amb. Data'!I82=\"--\",\"*\",'4. Summary Amb. Data'!I82)","v":"*"},"--",720,1500,{"$f":"IF(OR($G77=\"Data\",$G77=\"--\",$G77=\"No\"), \"--\",IF(OR($F77<J77,$I77<J77),\"NO\",IF(OR($C77<10,O77<('Parameter Information'!H83/10)),\"RPA SME\",\"YES\")))","v":"--"},{"$f":"IF(OR($G77=\"Data\",$G77=\"--\",$G77=\"No\"), \"--\",IF(OR($F77<K77,$I77<K77),\"NO\",IF(OR(C77<10,P77<(('Parameter Information'!H83/10))),\"RPA SME\",\"YES\")))","v":"--"},null,720,1500,null,{"$f":"(1-$L$4)^(1/C77)","v":{"$error":"#VALUE!"}},{"$f":"IF(ISNUMBER(E77),LN(E77^2+1)^0.5,\"Need CV\")","v":"Need CV"},{"$f":"EXP(NORMSINV($L$5)*S77-0.5*(S77^2))/EXP(NORMSINV(R77)*S77-0.5*(S77^2))","v":{"$error":"#VALUE!"}}]
["1,1,1-trichloroethane",null,null,null,null,null,"Yes",{"$f":"IF('4. Summary Amb. Data'!I83=\"--\",\"*\",'4. Summary Amb. Data'!I83)","v":"*"},{"$error":"#VALUE!"},0,null,{"$f":"IF(OR($G78=\"Data\",$G78=\"--\",$G78=\"No\"), \"--\",IF(OR($F78<J78,$I78<J78),\"NO\",IF(OR($C78<10,O78<('Parameter Information'!H84/10)),\"RPA SME\",\"YES\")))","v":{"$error":"#VALUE!"}},{"$f":"IF(OR($G78=\"Data\",$G78=\"--\",$G78=\"No\"), \"--\",IF(OR($F78<K78,$I78<K78),\"NO\",IF(OR(C78<10,P78<(('Parameter Information'!H84/10))),\"RPA SME\",\"YES\")))","v":{"$error":"#VALUE!"}}]
["1,1,2-trichloroethane","y",{"$f":"'2. Summary Eff Data'!P85","v":"--"},{"$f":"IF(B79=\"n\",'2. Summary Eff Data'!Q85,IF(B79=\"y\",'2. Summary Eff Data'!S85,\"--\"))","v":"--"},{"$f":"'2. Summary Eff Data'!T85","v":"--"},{"$f":"IF(OR(ISNUMBER(D79)=FALSE,ISNUMBER(T79)=FALSE),\"--\",D79*T79)","v":"--"},"--",{"$f":"IF('4. Summary Amb. Data'!I84=\"--\",\"*\",'4. Summary Amb. Data'!I84)","v":"*"},"--",0.44,{"$f":"P79","v":1.6},{"$f":"IF(OR($G79=\"Data\",$G79=\"--\",$G79=\"No\"), \"--\",IF(OR($F79<J79,$I79<J79),\"NO\",IF(OR($C79<10,O79<('Parameter Information'!H85/10)),\"RPA SME\",\"YES\")))","v":"--"},{"$f":"IF(OR($G79=\"Data\",$G79=\"--\",$G79=\"No\"), \"--\",IF(OR($F79<K79,$I79<K79),\"NO\",IF(OR(C79<10,P79<(('Parameter Information'!H85/10))),\"RPA SME\",\"YES\")))","v":"--"},null,0.44,1.6,null,{"$f":"(1-$L$4)^(1/C79)","v":{"$error":"#VALUE!"}},{"$f":"IF(ISNUMBER(E79),LN(E79^2+1)^0.5,\"Need CV\")","v":"Need CV"},{"$f":"EXP(NORMSINV($L$5)*S79-0.5*(S79^2))/EXP(NORMSINV(R79)*S79-0.5*(S79^2))","v":{"$error":"#VALUE!"}}]
["Trichloroethylene","y",{"$f":"'2. Summary Eff Data'!P86","v":"--"},{"$f":"IF(B80=\"n\",'2. Summary Eff Data'!Q86,IF(B80=\"y\",'2. Summary Eff Data'!S86,\"--\"))","v":"--"},{"$f":"'2. Summary Eff Data'!T86","v":"--"},{"$f":"IF(OR(ISNUMBER(D80)=FALSE,ISNUMBER(T80)=FALSE),\"--\",D80*T80)","v":"--"},"--",{"$f":"IF('4. Summary Amb. Data'!I85=\"--\",\"*\",'4. Summary Amb. Data'!I85)","v":"*"},"--",1.4,3,{"$f":"IF(OR($G80=\"Data\",$G80=\"--\",$G80=\"No\"), \"--\",IF(OR($F80<J80,$I80<J80),\"NO\",IF(OR($C80<10,O80<('Parameter Information'!H86/10)),\"RPA SME\",\"YES\")))","v":"--"},{"$f":"IF(OR($G80=\"Data\",$G80=\"--\",$G80=\"No\"), \"--\",IF(OR($F80<K80,$I80<K80),\"NO\",IF(OR(C80<10,P80<(('Parameter Information'!H86/10))),\"RPA SME\",\"YES\")))","v":"--"},null,1.4,3,null,{"$f":"(1-$L$4)^(1/C80)","v":{"$error":"#VALUE!"}},{"$f":"IF(ISNUMBER(E80),LN(E80^2+1)^0.5,\"Need CV\")","v":"Need CV"},{"$f":"EXP(NORMSINV($L$5)*S80-0.5*(S80^2))/EXP(NORMSINV(R80)*S80-0.5*(S80^2))","v":{"$error":"#VALUE!"}}]
["Vinyl Chloride","y",{"$f":"'2. Summary Eff Data'!P87","v":"--"},{"$f":"IF(B81=\"n\",'2. Summary Eff Data'!Q87,IF(B81=\"y\",'2. Summary Eff Data'!S87,\"--\"))","v":"--"},{"$f":"'2. Summary Eff Data'!T87","v":"--"},{"$f":"IF(OR(ISNUMBER(D81)=FALSE,ISNUMBER(T81)=FALSE),\"--\",D81*T81)","v":"--"},"--",{"$f":"IF('4. Summary Amb. Data'!I86=\"--\",\"*\",'4. Summary Amb. Data'!I86)","v":"*"},"--",2.3E-2,0.24,{"$f":"IF(OR($G81=\"Data\",$G81=\"--\",$G81=\"No\"), \"--\",IF(OR($F81<J81,$I81<J81),\"NO\",IF(OR($C81<10,O81<('Parameter Information'!H87/10)),\"RPA SME\",\"YES\")))","v":"--"},{"$f":"IF(OR($G81=\"Data\",$G81=\"--\",$G81=\"No\"), \"--\",IF(OR($F81<K81,$I81<K81),\"NO\",IF(OR(C81<10,P81<(('Parameter Information'!H87/10))),\"RPA SME\",\"YES\")))","v":"--"},null,2.3E-2,0.24,null,{"$f":"(1-$L$4)^(1/C81)","v":{"$error":"#VALUE!"}},{"$f":"IF(ISNUMBER(E81),LN(E81^2+1)^0.5,\"Need CV\")","v":"Need CV"},{"$f":"EXP(NORMSINV($L$5)*S81-0.5*(S81^2))/EXP(NORMSINV(R81)*S81-0.5*(S81^2))","v":{"$error":"#VALUE!"}}]
["Table 2:  Acid-extractable compounds"]
["p-chloro-m-cresol "]
["2-chlorophenol","n",{"$f":"'2. Summary Eff Data'!P90","v":"--"},{"$f":"IF(B84=\"n\",'2. Summary Eff Data'!Q90,IF(B84=\"y\",'2. Summary Eff Data'!S90,\"--\"))","v":"--"},{"$f":"'2. Summary Eff Data'!T90","v":"--"},{"$f":"IF(OR(ISNUMBER(D84)=FALSE,ISNUMBER(T84)=FALSE),\"--\",D84*T84)","v":"--"},{"$f":"IF(OR(C84=\"--\", D84=\"--\"),\"--\",IF(OR(F84>=J84, F84>=K84),\"Yes\",\"No\"))","v":"--"},{"$f":"IF('4. Summary Amb. Data'!I89=\"--\",\"*\",'4. Summary Amb. Data'!I89)","v":"*"},{"$f":"IF(G84=\"Yes\",IF(B84=\"n\",($F84+$H84*($L$3-1))/$L$3,($F84+$H84*($L$2-1))/$L$2),\"--\")","v":"--"},{"$f":"IF($H$6=\"Salt\", \"--\",O84)","v":14},{"$f":"P84","v":15},{"$f":"IF(OR($G84=\"Data\",$G84=\"--\",$G84=\"No\"), \"--\",IF(OR($F84<J84,$I84<J84),\"NO\",IF(OR($C84<10,O84<('Parameter Information'!H90/10)),\"RPA SME\",\"YES\")))","v":"--"},{"$f":"IF(OR($G84=\"Data\",$G84=\"--\",$G84=\"No\"), \"--\",IF(OR($F84<K84,$I84<K84),\"NO\",IF(OR(C84<10,P84<(('Parameter Information'!H90/10))),\"RPA SME\",\"YES\")))","v":"--"},null,14,15,null,{"$f":"(1-$L$4)^(1/C84)","v":{"$error":"#VALUE!"}},{"$f":"IF(ISNUMBER(E84),LN(E84^2+1)^0.5,\"Need CV\")","v":"Need CV"},{"$f":"EXP(NORMSINV($L$5)*S84-0.5*(S84^2))/EXP(NORMSINV(R84)*S84-0.5*(S84^2))","v":{"$error":"#VALUE!"}}]
["2,4-dichlorophenol","n",{"$f":"'2. Summary Eff Data'!P91","v":"--"},{"$f":"IF(B85=\"n\",'2. Summary Eff Data'!Q91,IF(B85=\"y\",'2. Summary Eff Data'!S91,\"--\"))","v":"--"},{"$f":"'2. Summary Eff Data'!T91","v":"--"},{"$f":"IF(OR(ISNUMBER(D85)=FALSE,ISNUMBER(T85)=FALSE),\"--\",D85*T85)","v":"--"},"--",{"$f":"IF('4. Summary Amb. Data'!I90=\"--\",\"*\",'4. Summary Amb. Data'!I90)","v":"*"},"--",23,{"$f":"P85","v":29},{"$f":"IF(OR($G85=\"Data\",$G85=\"--\",$G85=\"No\"), \"--\",IF(OR($F85<J85,$I85<J85),\"NO\",IF(OR($C85<10,O85<('Parameter Information'!H91/10)),\"RPA SME\",\"YES\")))","v":"--"},{"$f":"IF(OR($G85=\"Data\",$G85=\"--\",$G85=\"No\"), \"--\",IF(OR($F85<K85,$I85<K85),\"NO\",IF(OR(C85<10,P85<(('Parameter Information'!H91/10))),\"RPA SME\",\"YES\")))","v":"--"},null,23,29,null,{"$f":"(1-$L$4)^(1/C85)","v":{"$error":"#VALUE!"}},{"$f":"IF(ISNUMBER(E85),LN(E85^2+1)^0.5,\"Need CV\")","v":"Need CV"},{"$f":"EXP(NORMSINV($L$5)*S85-0.5*(S85^2))/EXP(NORMSINV(R85)*S85-0.5*(S85^2))","v":{"$error":"#VALUE!"}}]
["2,4-dimethylphenol","n",{"$f":"'2. Summary Eff Data'!P92","v":"--"},{"$f":"IF(B86=\"n\",'2. Summary Eff Data'!Q92,IF(B86=\"y\",'2. Summary Eff Data'!S92,\"--\"))","v":"--"},{"$f":"'2. Summary Eff Data'!T92","v":"--"},{"$f":"IF(OR(ISNUMBER(D86)=FALSE,ISNUMBER(T86)=FALSE),\"--\",D86*T86)","v":"--"},"--",{"$f":"IF('4. Summary Amb. Data'!I91=\"--\",\"*\",'4. Summary Amb. Data'!I91)","v":"*"},"--",76,85,{"$f":"IF(OR($G86=\"Data\",$G86=\"--\",$G86=\"No\"), \"--\",IF(OR($F86<J86,$I86<J86),\"NO\",IF(OR($C86<10,O86<('Parameter Information'!H92/10)),\"RPA SME\",\"YES\")))","v":"--"},{"$f":"IF(OR($G86=\"Data\",$G86=\"--\",$G86=\"No\"), \"--\",IF(OR($F86<K86,$I86<K86),\"NO\",IF(OR(C86<10,P86<(('Parameter Information'!H92/10))),\"RPA SME\",\"YES\")))","v":"--"},null,76,85,null,{"$f":"(1-$L$4)^(1/C86)","v":{"$error":"#VALUE!"}},{"$f":"IF(ISNUMBER(E86),LN(E86^2+1)^0.5,\"Need CV\")","v":"Need CV"},{"$f":"EXP(NORMSINV($L$5)*S86-0.5*(S86^2))/EXP(NORMSINV(R86)*S86-0.5*(S86^2))","v":{"$error":"#VALUE!"}}]
["4,6-dinitro-o-cresol","n",{"$f":"'2. Summary Eff Data'!P93","v":"--"},{"$f":"IF(B87=\"n\",'2. Summary Eff Data'!Q93,IF(B87=\"y\",'2. Summary Eff Data'!S93,\"--\"))","v":"--"},{"$f":"'2. Summary Eff Data'!T93","v":"--"},{"$f":"IF(OR(ISNUMBER(D87)=FALSE,ISNUMBER(T87)=FALSE),\"--\",D87*T87)","v":"--"},"--",{"$f":"IF('4. Summary Amb. Data'!I92=\"--\",\"*\",'4. Summary Amb. Data'!I92)","v":"*"},"--",9.1999999999999993,28,{"$f":"IF(OR($G87=\"Data\",$G87=\"--\",$G87=\"No\"), \"--\",IF(OR($F87<J87,$I87<J87),\"NO\",IF(OR($C87<10,O87<('Parameter Information'!H93/10)),\"RPA SME\",\"YES\")))","v":"--"},{"$f":"IF(OR($G87=\"Data\",$G87=\"--\",$G87=\"No\"), \"--\",IF(OR($F87<K87,$I87<K87),\"NO\",IF(OR(C87<10,P87<(('Parameter Information'!H93/10))),\"RPA SME\",\"YES\")))","v":"--"},null,9.1999999999999993,28,null,{"$f":"(1-$L$4)^(1/C87)","v":{"$error":"#VALUE!"}},{"$f":"IF(ISNUMBER(E87),LN(E87^2+1)^0.5,\"Need CV\")","v":"Need CV"},{"$f":"EXP(NORMSINV($L$5)*S87-0.5*(S87^2))/EXP(NORMSINV(R87)*S87-0.5*(S87^2))","v":{"$error":"#VALUE!"}}]
["2,4-dinitrophenol","n",{"$f":"'2. Summary Eff Data'!P94","v":"--"},{"$f":"IF(B88=\"n\",'2. Summary Eff Data'!Q94,IF(B88=\"y\",'2. Summary Eff Data'!S94,\"--\"))","v":"--"},{"$f":"'2. Summary Eff Data'!T94","v":"--"},{"$f":"IF(OR(ISNUMBER(D88)=FALSE,ISNUMBER(T88)=FALSE),\"--\",D88*T88)","v":"--"},"--",{"$f":"IF('4. Summary Amb. Data'!I93=\"--\",\"*\",'4. Summary Amb. Data'!I93)","v":"*"},"--",62,530,{"$f":"IF(OR($G88=\"Data\",$G88=\"--\",$G88=\"No\"), \"--\",IF(OR($F88<J88,$I88<J88),\"NO\",IF(OR($C88<10,O88<('Parameter Information'!H94/10)),\"RPA SME\",\"YES\")))","v":"--"},{"$f":"IF(OR($G88=\"Data\",$G88=\"--\",$G88=\"No\"), \"--\",IF(OR($F88<K88,$I88<K88),\"NO\",IF(OR(C88<10,P88<(('Parameter Information'!H94/10))),\"RPA SME\",\"YES\")))","v":"--"},null,62,530,null,{"$f":"(1-$L$4)^(1/C88)","v":{"$error":"#VALUE!"}},{"$f":"IF(ISNUMBER(E88),LN(E88^2+1)^0.5,\"Need CV\")","v":"Need CV"},{"$f":"EXP(NORMSINV($L$5)*S88-0.5*(S88^2))/EXP(NORMSINV(R88)*S88-0.5*(S88^2))","v":{"$error":"#VALUE!"}}]
["2-nitrophenol",null,null,null,null,null,"Yes",{"$f":"IF('4. Summary Amb. Data'!I94=\"--\",\"*\",'4. Summary Amb. Data'!I94)","v":"*"},{"$error":"#VALUE!"},0,null,{"$f":"IF(OR($G89=\"Data\",$G89=\"--\",$G89=\"No\"), \"--\",IF(OR($F89<J89,$I89<J89),\"NO\",IF(OR($C89<10,O89<('Parameter Information'!H95/10)),\"RPA SME\",\"YES\")))","v":{"$error":"#VALUE!"}},{"$f":"IF(OR($G89=\"Data\",$G89=\"--\",$G89=\"No\"), \"--\",IF(OR($F89<K89,$I89<K89),\"NO\",IF(OR(C89<10,P89<(('Parameter Information'!H95/10))),\"RPA SME\",\"YES\")))","v":{"$error":"#VALUE!"}}]
["4-nitrophenol",null,null,null,null,null,"Yes",{"$f":"IF('4. Summary Amb. Data'!I95=\"--\",\"*\",'4. Summary Amb. Data'!I95)","v":"*"},{"$error":"#VALUE!"},0,null,{"$f":"IF(OR($G90=\"Data\",$G90=\"--\",$G90=\"No\"), \"--\",IF(OR($F90<J90,$I90<J90),\"NO\",IF(OR($C90<10,O90<('Parameter Information'!H96/10)),\"RPA SME\",\"YES\")))","v":{"$error":"#VALUE!"}},{"$f":"IF(OR($G90=\"Data\",$G90=\"--\",$G90=\"No\"), \"--\",IF(OR($F90<K90,$I90<K90),\"NO\",IF(OR(C90<10,P90<(('Parameter Information'!H96/10))),\"RPA SME\",\"YES\")))","v":{"$error":"#VALUE!"}}]
["Pentachlorophenol","y",{"$f":"'2. Summary Eff Data'!P97","v":"--"},{"$f":"IF(B91=\"n\",'2. Summary Eff Data'!Q97,IF(B91=\"y\",'2. Summary Eff Data'!S97,\"--\"))","v":"--"},{"$f":"'2. Summary Eff Data'!T97","v":"--"},{"$f":"IF(OR(ISNUMBER(D91)=FALSE,ISNUMBER(T91)=FALSE),\"--\",D91*T91)","v":"--"},"--",{"$f":"IF('4. Summary Amb. Data'!I96=\"--\",\"*\",'4. Summary Amb. Data'!I96)","v":"*"},"--",0.15,{"$f":"P91","v":0.3},{"$f":"IF(OR($G91=\"Data\",$G91=\"--\",$G91=\"No\"), \"--\",IF(OR($F91<J91,$I91<J91),\"NO\",IF(OR($C91<10,O91<('Parameter Information'!H97/10)),\"RPA SME\",\"YES\")))","v":"--"},{"$f":"IF(OR($G91=\"Data\",$G91=\"--\",$G91=\"No\"), \"--\",IF(OR($F91<K91,$I91<K91),\"NO\",IF(OR(C91<10,P91<(('Parameter Information'!H97/10))),\"RPA SME\",\"YES\")))","v":"--"},null,0.15,0.3,null,{"$f":"(1-$L$4)^(1/C91)","v":{"$error":"#VALUE!"}},{"$f":"IF(ISNUMBER(E91),LN(E91^2+1)^0.5,\"Need CV\")","v":"Need CV"},{"$f":"EXP(NORMSINV($L$5)*S91-0.5*(S91^2))/EXP(NORMSINV(R91)*S91-0.5*(S91^2))","v":{"$error":"#VALUE!"}}]
["Phenol","n",{"$f":"'2. Summary Eff Data'!P98","v":"--"},{"$f":"IF(B92=\"n\",'2. Summary Eff Data'!Q98,IF(B92=\"y\",'2. Summary Eff Data'!S98,\"--\"))","v":"--"},{"$f":"'2. Summary Eff Data'!T98","v":"--"},{"$f":"IF(OR(ISNUMBER(D92)=FALSE,ISNUMBER(T92)=FALSE),\"--\",D92*T92)","v":"--"},"--",{"$f":"IF('4. Summary Amb. Data'!I97=\"--\",\"*\",'4. Summary Amb. Data'!I97)","v":"*"},"--",9400,86000,{"$f":"IF(OR($G92=\"Data\",$G92=\"--\",$G92=\"No\"), \"--\",IF(OR($F92<J92,$I92<J92),\"NO\",IF(OR($C92<10,O92<('Parameter Information'!H98/10)),\"RPA SME\",\"YES\")))","v":"--"},{"$f":"IF(OR($G92=\"Data\",$G92=\"--\",$G92=\"No\"), \"--\",IF(OR($F92<K92,$I92<K92),\"NO\",IF(OR(C92<10,P92<(('Parameter Information'!H98/10))),\"RPA SME\",\"YES\")))","v":"--"},null,9400,86000,null,{"$f":"(1-$L$4)^(1/C92)","v":{"$error":"#VALUE!"}},{"$f":"IF(ISNUMBER(E92),LN(E92^2+1)^0.5,\"Need CV\")","v":"Need CV"},{"$f":"EXP(NORMSINV($L$5)*S92-0.5*(S92^2))/EXP(NORMSINV(R92)*S92-0.5*(S92^2))","v":{"$error":"#VALUE!"}}]
["2,4,5-trichlorophenol","n",{"$f":"'2. Summary Eff Data'!P99","v":"--"},{"$f":"IF(B93=\"n\",'2. Summary Eff Data'!Q99,IF(B93=\"y\",'2. Summary Eff Data'!S99,\"--\"))","v":"--"},{"$f":"'2. Summary Eff Data'!T99","v":"--"},{"$f":"IF(OR(ISNUMBER(D93)=FALSE,ISNUMBER(T93)=FALSE),\"--\",D93*T93)","v":"--"},"--",{"$f":"IF('4. Summary Amb. Data'!I98=\"--\",\"*\",'4. Summary Amb. Data'!I98)","v":"*"},"--",330,360,{"$f":"IF(OR($G93=\"Data\",$G93=\"--\",$G93=\"No\"), \"--\",IF(OR($F93<J93,$I93<J93),\"NO\",IF(OR($C93<10,O93<('Parameter Information'!H99/10)),\"RPA SME\",\"YES\")))","v":"--"},{"$f":"IF(OR($G93=\"Data\",$G93=\"--\",$G93=\"No\"), \"--\",IF(OR($F93<K93,$I93<K93),\"NO\",IF(OR(C93<10,P93<(('Parameter Information'!H99/10))),\"RPA SME\",\"YES\")))","v":"--"},null,330,360,null,{"$f":"(1-$L$4)^(1/C93)","v":{"$error":"#VALUE!"}},{"$f":"IF(ISNUMBER(E93),LN(E93^2+1)^0.5,\"Need CV\")","v":"Need CV"},{"$f":"EXP(NORMSINV($L$5)*S93-0.5*(S93^2))/EXP(NORMSINV(R93)*S93-0.5*(S93^2))","v":{"$error":"#VALUE!"}}]
["2,4,6-trichlorophenol","y",{"$f":"'2. Summary Eff Data'!P100","v":"--"},{"$f":"IF(B94=\"n\",'2. Summary Eff Data'!Q100,IF(B94=\"y\",'2. Summary Eff Data'!S100,\"--\"))","v":"--"},{"$f":"'2. Summary Eff Data'!T100","v":"--"},{"$f":"IF(OR(ISNUMBER(D94)=FALSE,ISNUMBER(T94)=FALSE),\"--\",D94*T94)","v":"--"},"--",{"$f":"IF('4. Summary Amb. Data'!I99=\"--\",\"*\",'4. Summary Amb. Data'!I99)","v":"*"},"--",0.23,0.24,{"$f":"IF(OR($G94=\"Data\",$G94=\"--\",$G94=\"No\"), \"--\",IF(OR($F94<J94,$I94<J94),\"NO\",IF(OR($C94<10,O94<('Parameter Information'!H100/10)),\"RPA SME\",\"YES\")))","v":"--"},{"$f":"IF(OR($G94=\"Data\",$G94=\"--\",$G94=\"No\"), \"--\",IF(OR($F94<K94,$I94<K94),\"NO\",IF(OR(C94<10,P94<(('Parameter Information'!H100/10))),\"RPA SME\",\"YES\")))","v":"--"},null,0.23,0.24,null,{"$f":"(1-$L$4)^(1/C94)","v":{"$error":"#VALUE!"}},{"$f":"IF(ISNUMBER(E94),LN(E94^2+1)^0.5,\"Need CV\")","v":"Need CV"},{"$f":"EXP(NORMSINV($L$5)*S94-0.5*(S94^2))/EXP(NORMSINV(R94)*S94-0.5*(S94^2))","v":{"$error":"#VALUE!"}}]
["Table 2:  Base-neutral compounds"]
["Acenaphthene","n",{"$f":"'2. Summary Eff Data'!P102","v":"--"},{"$f":"IF(B96=\"n\",'2. Summary Eff Data'!Q102,IF(B96=\"y\",'2. Summary Eff Data'!S102,\"--\"))","v":"--"},{"$f":"'2. Summary Eff Data'!T102","v":"--"},{"$f":"IF(OR(ISNUMBER(D96)=FALSE,ISNUMBER(T96)=FALSE),\"--\",D96*T96)","v":"--"},{"$f":"IF(OR(C96=\"--\", D96=\"--\"),\"--\",IF(OR(F96>=J96, F96>=K96),\"Yes\",\"No\"))","v":"--"},{"$f":"IF('4. Summary Amb. Data'!I101=\"--\",\"*\",'4. Summary Amb. Data'!I101)","v":"*"},{"$f":"IF(G96=\"Yes\",IF(B96=\"n\",($F96+$H96*($L$3-1))/$L$3,($F96+$H96*($L$2-1))/$L$2),\"--\")","v":"--"},{"$f":"IF($H$6=\"Salt\", \"--\",O96)","v":95},{"$f":"P96","v":99},{"$f":"IF(OR($G96=\"Data\",$G96=\"--\",$G96=\"No\"), \"--\",IF(OR($F96<J96,$I96<J96),\"NO\",IF(OR($C96<10,O96<('Parameter Information'!H102/10)),\"RPA SME\",\"YES\")))","v":"--"},{"$f":"IF(OR($G96=\"Data\",$G96=\"--\",$G96=\"No\"), \"--\",IF(OR($F96<K96,$I96<K96),\"NO\",IF(OR(C96<10,P96<(('Parameter Information'!H102/10))),\"RPA SME\",\"YES\")))","v":"--"},null,95,99,null,{"$f":"(1-$L$4)^(1/C96)","v":{"$error":"#VALUE!"}},{"$f":"IF(ISNUMBER(E96),LN(E96^2+1)^0.5,\"Need CV\")","v":"Need CV"},{"$f":"EXP(NORMSINV($L$5)*S96-0.5*(S96^2))/EXP(NORMSINV(R96)*S96-0.5*(S96^2))","v":{"$error":"#VALUE!"}}]
["Acenaphthylene",null,null,null,null,null,"Yes",{"$f":"IF('4. Summary Amb. Data'!I102=\"--\",\"*\",'4. Summary Amb. Data'!I102)","v":"*"},{"$error":"#VALUE!"},0,null,{"$f":"IF(OR($G97=\"Data\",$G97=\"--\",$G97=\"No\"), \"--\",IF(OR($F97<J97,$I97<J97),\"NO\",IF(OR($C97<10,O97<('Parameter Information'!H103/10)),\"RPA SME\",\"YES\")))","v":{"$error":"#VALUE!"}},{"$f":"IF(OR($G97=\"Data\",$G97=\"--\",$G97=\"No\"), \"--\",IF(OR($F97<K97,$I97<K97),\"NO\",IF(OR(C97<10,P97<(('Parameter Information'!H103/10))),\"RPA SME\",\"YES\")))","v":{"$error":"#VALUE!"}}]
["Anthracene","n",{"$f":"'2. Summary Eff Data'!P104","v":"--"},{"$f":"IF(B98=\"n\",'2. Summary Eff Data'!Q104,IF(B98=\"y\",'2. Summary Eff Data'!S104,\"--\"))","v":"--"},{"$f":"'2. Summary Eff Data'!T104","v":"--"},{"$f":"IF(OR(ISNUMBER(D98)=FALSE,ISNUMBER(T98)=FALSE),\"--\",D98*T98)","v":"--"},"--",{"$f":"IF('4. Summary Amb. Data'!I103=\"--\",\"*\",'4. Summary Amb. Data'!I103)","v":"*"},"--",2900,{"$f":"P98","v":4000},{"$f":"IF(OR($G98=\"Data\",$G98=\"--\",$G98=\"No\"), \"--\",IF(OR($F98<J98,$I98<J98),\"NO\",IF(OR($C98<10,O98<('Parameter Information'!H104/10)),\"RPA SME\",\"YES\")))","v":"--"},{"$f":"IF(OR($G98=\"Data\",$G98=\"--\",$G98=\"No\"), \"--\",IF(OR($F98<K98,$I98<K98),\"NO\",IF(OR(C98<10,P98<(('Parameter Information'!H104/10))),\"RPA SME\",\"YES\")))","v":"--"},null,2900,4000,null,{"$f":"(1-$L$4)^(1/C98)","v":{"$error":"#VALUE!"}},{"$f":"IF(ISNUMBER(E98),LN(E98^2+1)^0.5,\"Need CV\")","v":"Need CV"},{"$f":"EXP(NORMSINV($L$5)*S98-0.5*(S98^2))/EXP(NORMSINV(R98)*S98-0.5*(S98^2))","v":{"$error":"#VALUE!"}}]
["Azobenzene",null,null,null,null,null,"Yes",{"$f":"IF('4. Summary Amb. Data'!I104=\"--\",\"*\",'4. Summary Amb. Data'!I104)","v":"*"},{"$error":"#VALUE!"},0,null,{"$f":"IF(OR($G99=\"Data\",$G99=\"--\",$G99=\"No\"), \"--\",IF(OR($F99<J99,$I99<J99),\"NO\",IF(OR($C99<10,O99<('Parameter Information'!H105/10)),\"RPA SME\",\"YES\")))","v":{"$error":"#VALUE!"}},{"$f":"IF(OR($G99=\"Data\",$G99=\"--\",$G99=\"No\"), \"--\",IF(OR($F99<K99,$I99<K99),\"NO\",IF(OR(C99<10,P99<(('Parameter Information'!H105/10))),\"RPA SME\",\"YES\")))","v":{"$error":"#VALUE!"}}]
["Benzidine","y",{"$f":"'2. Summary Eff Data'!P106","v":"--"},{"$f":"IF(B100=\"n\",'2. Summary Eff Data'!Q106,IF(B100=\"y\",'2. Summary Eff Data'!S106,\"--\"))","v":"--"},{"$f":"'2. Summary Eff Data'!T106","v":"--"},{"$f":"IF(OR(ISNUMBER(D100)=FALSE,ISNUMBER(T100)=FALSE),\"--\",D100*T100)","v":"--"},"--",{"$f":"IF('4. Summary Amb. Data'!I105=\"--\",\"*\",'4. Summary Amb. Data'!I105)","v":"*"},"--",1.8E-5,{"$f":"P100","v":2.0000000000000002E-5},{"$f":"IF(OR($G100=\"Data\",$G100=\"--\",$G100=\"No\"), \"--\",IF(OR($F100<J100,$I100<J100),\"NO\",IF(OR($C100<10,O100<('Parameter Information'!H106/10)),\"RPA SME\",\"YES\")))","v":"--"},{"$f":"IF(OR($G100=\"Data\",$G100=\"--\",$G100=\"No\"), \"--\",IF(OR($F100<K100,$I100<K100),\"NO\",IF(OR(C100<10,P100<(('Parameter Information'!H106/10))),\"RPA SME\",\"YES\")))","v":"--"},null,1.8E-5,2.0000000000000002E-5,null,{"$f":"(1-$L$4)^(1/C100)","v":{"$error":"#VALUE!"}},{"$f":"IF(ISNUMBER(E100),LN(E100^2+1)^0.5,\"Need CV\")","v":"Need CV"},{"$f":"EXP(NORMSINV($L$5)*S100-0.5*(S100^2))/EXP(NORMSINV(R100)*S100-0.5*(S100^2))","v":{"$error":"#VALUE!"}}]
["Benzo(a)anthracene","y",{"$f":"'2. Summary Eff Data'!P107","v":"--"},{"$f":"IF(B101=\"n\",'2. Summary Eff Data'!Q107,IF(B101=\"y\",'2. Summary Eff Data'!S107,\"--\"))","v":"--"},{"$f":"'2. Summary Eff Data'!T107","v":"--"},{"$f":"IF(OR(ISNUMBER(D101)=FALSE,ISNUMBER(T101)=FALSE),\"--\",D101*T101)","v":"--"},"--",{"$f":"IF('4. Summary Amb. Data'!I106=\"--\",\"*\",'4. Summary Amb. Data'!I106)","v":"*"},"--",1.2999999999999999E-3,1.8E-3,{"$f":"IF(OR($G101=\"Data\",$G101=\"--\",$G101=\"No\"), \"--\",IF(OR($F101<J101,$I101<J101),\"NO\",IF(OR($C101<10,O101<('Parameter Information'!H107/10)),\"RPA SME\",\"YES\")))","v":"--"},{"$f":"IF(OR($G101=\"Data\",$G101=\"--\",$G101=\"No\"), \"--\",IF(OR($F101<K101,$I101<K101),\"NO\",IF(OR(C101<10,P101<(('Parameter Information'!H107/10))),\"RPA SME\",\"YES\")))","v":"--"},null,1.2999999999999999E-3,1.8E-3,null,{"$f":"(1-$L$4)^(1/C101)","v":{"$error":"#VALUE!"}},{"$f":"IF(ISNUMBER(E101),LN(E101^2+1)^0.5,\"Need CV\")","v":"Need CV"},{"$f":"EXP(NORMSINV($L$5)*S101-0.5*(S101^2))/EXP(NORMSINV(R101)*S101-0.5*(S101^2))","v":{"$error":"#VALUE!"}}]
["Benzo(a)pyrene","y",{"$f":"'2. Summary Eff Data'!P108","v":"--"},{"$f":"IF(B102=\"n\",'2. Summary Eff Data'!Q108,IF(B102=\"y\",'2. Summary Eff Data'!S108,\"--\"))","v":"--"},{"$f":"'2. Summary Eff Data'!T108","v":"--"},{"$f":"IF(OR(ISNUMBER(D102)=FALSE,ISNUMBER(T102)=FALSE),\"--\",D102*T102)","v":"--"},"--",{"$f":"IF('4. Summary Amb. Data'!I107=\"--\",\"*\",'4. Summary Amb. Data'!I107)","v":"*"},"--",1.2999999999999999E-3,1.8E-3,{"$f":"IF(OR($G102=\"Data\",$G102=\"--\",$G102=\"No\"), \"--\",IF(OR($F102<J102,$I102<J102),\"NO\",IF(OR($C102<10,O102<('Parameter Information'!H108/10)),\"RPA SME\",\"YES\")))","v":"--"},{"$f":"IF(OR($G102=\"Data\",$G102=\"--\",$G102=\"No\"), \"--\",IF(OR($F102<K102,$I102<K102),\"NO\",IF(OR(C102<10,P102<(('Parameter Information'!H108/10))),\"RPA SME\",\"YES\")))","v":"--"},null,1.2999999999999999E-3,1.8E-3,null,{"$f":"(1-$L$4)^(1/C102)","v":{"$error":"#VALUE!"}},{"$f":"IF(ISNUMBER(E102),LN(E102^2+1)^0.5,\"Need CV\")","v":"Need CV"},{"$f":"EXP(NORMSINV($L$5)*S102-0.5*(S102^2))/EXP(NORMSINV(R102)*S102-0.5*(S102^2))","v":{"$error":"#VALUE!"}}]
["Benzo(b)fluoranthene","y",{"$f":"'2. Summary Eff Data'!P109","v":"--"},{"$f":"IF(B103=\"n\",'2. Summary Eff Data'!Q109,IF(B103=\"y\",'2. Summary Eff Data'!S109,\"--\"))","v":"--"},{"$f":"'2. Summary Eff Data'!T109","v":"--"},{"$f":"IF(OR(ISNUMBER(D103)=FALSE,ISNUMBER(T103)=FALSE),\"--\",D103*T103)","v":"--"},"--",{"$f":"IF('4. Summary Amb. Data'!I108=\"--\",\"*\",'4. Summary Amb. Data'!I108)","v":"*"},"--",1.2999999999999999E-3,1.8E-3,{"$f":"IF(OR($G103=\"Data\",$G103=\"--\",$G103=\"No\"), \"--\",IF(OR($F103<J103,$I103<J103),\"NO\",IF(OR($C103<10,O103<('Parameter Information'!H109/10)),\"RPA SME\",\"YES\")))","v":"--"},{"$f":"IF(OR($G103=\"Data\",$G103=\"--\",$G103=\"No\"), \"--\",IF(OR($F103<K103,$I103<K103),\"NO\",IF(OR(C103<10,P103<(('Parameter Information'!H109/10))),\"RPA SME\",\"YES\")))","v":"--"},null,1.2999999999999999E-3,1.8E-3,null,{"$f":"(1-$L$4)^(1/C103)","v":{"$error":"#VALUE!"}},{"$f":"IF(ISNUMBER(E103),LN(E103^2+1)^0.5,\"Need CV\")","v":"Need CV"},{"$f":"EXP(NORMSINV($L$5)*S103-0.5*(S103^2))/EXP(NORMSINV(R103)*S103-0.5*(S103^2))","v":{"$error":"#VALUE!"}}]
["Benzo(ghi)perylene",null,null,null,null,null,"Yes",{"$f":"IF('4. Summary Amb. Data'!I109=\"--\",\"*\",'4. Summary Amb. Data'!I109)","v":"*"},{"$error":"#VALUE!"},0,null,{"$f":"IF(OR($G104=\"Data\",$G104=\"--\",$G104=\"No\"), \"--\",IF(OR($F104<J104,$I104<J104),\"NO\",IF(OR($C104<10,O104<('Parameter Information'!H110/10)),\"RPA SME\",\"YES\")))","v":{"$error":"#VALUE!"}},{"$f":"IF(OR($G104=\"Data\",$G104=\"--\",$G104=\"No\"), \"--\",IF(OR($F104<K104,$I104<K104),\"NO\",IF(OR(C104<10,P104<(('Parameter Information'!H110/10))),\"RPA SME\",\"YES\")))","v":{"$error":"#VALUE!"}}]
["Benzo(k)fluoranthene","y",{"$f":"'2. Summary Eff Data'!P111","v":"--"},{"$f":"IF(B105=\"n\",'2. Summary Eff Data'!Q111,IF(B105=\"y\",'2. Summary Eff Data'!S111,\"--\"))","v":"--"},{"$f":"'2. Summary Eff Data'!T111","v":"--"},{"$f":"IF(OR(ISNUMBER(D105)=FALSE,ISNUMBER(T105)=FALSE),\"--\",D105*T105)","v":"--"},"--",{"$f":"IF('4. Summary Amb. Data'!I110=\"--\",\"*\",'4. Summary Amb. Data'!I110)","v":"*"},"--",1.2999999999999999E-3,{"$f":"P105","v":1.8E-3},{"$f":"IF(OR($G105=\"Data\",$G105=\"--\",$G105=\"No\"), \"--\",IF(OR($F105<J105,$I105<J105),\"NO\",IF(OR($C105<10,O105<('Parameter Information'!H111/10)),\"RPA SME\",\"YES\")))","v":"--"},{"$f":"IF(OR($G105=\"Data\",$G105=\"--\",$G105=\"No\"), \"--\",IF(OR($F105<K105,$I105<K105),\"NO\",IF(OR(C105<10,P105<(('Parameter Information'!H111/10))),\"RPA SME\",\"YES\")))","v":"--"},null,1.2999999999999999E-3,1.8E-3,null,{"$f":"(1-$L$4)^(1/C105)","v":{"$error":"#VALUE!"}},{"$f":"IF(ISNUMBER(E105),LN(E105^2+1)^0.5,\"Need CV\")","v":"Need CV"},{"$f":"EXP(NORMSINV($L$5)*S105-0.5*(S105^2))/EXP(NORMSINV(R105)*S105-0.5*(S105^2))","v":{"$error":"#VALUE!"}}]
["Bis (2-chloroethoxy) methane",null,null,null,null,null,"Yes",{"$f":"IF('4. Summary Amb. Data'!I111=\"--\",\"*\",'4. Summary Amb. Data'!I111)","v":"*"},{"$error":"#VALUE!"},0,null,{"$f":"IF(OR($G106=\"Data\",$G106=\"--\",$G106=\"No\"), \"--\",IF(OR($F106<J106,$I106<J106),\"NO\",IF(OR($C106<10,O106<('Parameter Information'!H112/10)),\"RPA SME\",\"YES\")))","v":{"$error":"#VALUE!"}},{"$f":"IF(OR($G106=\"Data\",$G106=\"--\",$G106=\"No\"), \"--\",IF(OR($F106<K106,$I106<K106),\"NO\",IF(OR(C106<10,P106<(('Parameter Information'!H112/10))),\"RPA SME\",\"YES\")))","v":{"$error":"#VALUE!"}}]
["Bis(2-chloroethyl)ether","y",{"$f":"'2. Summary Eff Data'!P113","v":"--"},{"$f":"IF(B107=\"n\",'2. Summary Eff Data'!Q113,IF(B107=\"y\",'2. Summary Eff Data'!S113,\"--\"))","v":"--"},{"$f":"'2. Summary Eff Data'!T113","v":"--"},{"$f":"IF(OR(ISNUMBER(D107)=FALSE,ISNUMBER(T107)=FALSE),\"--\",D107*T107)","v":"--"},"--",{"$f":"IF('4. Summary Amb. Data'!I112=\"--\",\"*\",'4. Summary Amb. Data'!I112)","v":"*"},"--",0.02,{"$f":"P107","v":5.2999999999999999E-2},{"$f":"IF(OR($G107=\"Data\",$G107=\"--\",$G107=\"No\"), \"--\",IF(OR($F107<J107,$I107<J107),\"NO\",IF(OR($C107<10,O107<('Parameter Information'!H113/10)),\"RPA SME\",\"YES\")))","v":"--"},{"$f":"IF(OR($G107=\"Data\",$G107=\"--\",$G107=\"No\"), \"--\",IF(OR($F107<K107,$I107<K107),\"NO\",IF(OR(C107<10,P107<(('Parameter Information'!H113/10))),\"RPA SME\",\"YES\")))","v":"--"},null,0.02,5.2999999999999999E-2,null,{"$f":"(1-$L$4)^(1/C107)","v":{"$error":"#VALUE!"}},{"$f":"IF(ISNUMBER(E107),LN(E107^2+1)^0.5,\"Need CV\")","v":"Need CV"},{"$f":"EXP(NORMSINV($L$5)*S107-0.5*(S107^2))/EXP(NORMSINV(R107)*S107-0.5*(S107^2))","v":{"$error":"#VALUE!"}}]
["Bis (2-chloro-1-methylethyl) ether ","n",{"$f":"'2. Summary Eff Data'!P114","v":"--"},{"$f":"IF(B108=\"n\",'2. Summary Eff Data'!Q114,IF(B108=\"y\",'2. Summary Eff Data'!S114,\"--\"))","v":"--"},{"$f":"'2. Summary Eff Data'!T114","v":"--"},{"$f":"IF(OR(ISNUMBER(D108)=FALSE,ISNUMBER(T108)=FALSE),\"--\",D108*T108)","v":"--"},"--",{"$f":"IF('4. Summary Amb. Data'!I113=\"--\",\"*\",'4. Summary Amb. Data'!I113)","v":"*"},"--",1200,6500,{"$f":"IF(OR($G108=\"Data\",$G108=\"--\",$G108=\"No\"), \"--\",IF(OR($F108<J108,$I108<J108),\"NO\",IF(OR($C108<10,O108<('Parameter Information'!H114/10)),\"RPA SME\",\"YES\")))","v":"--"},{"$f":"IF(OR($G108=\"Data\",$G108=\"--\",$G108=\"No\"), \"--\",IF(OR($F108<K108,$I108<K108),\"NO\",IF(OR(C108<10,P108<(('Parameter Information'!H114/10))),\"RPA SME\",\"YES\")))","v":"--"},null,1200,6500,null,{"$f":"(1-$L$4)^(1/C108)","v":{"$error":"#VALUE!"}},{"$f":"IF(ISNUMBER(E108),LN(E108^2+1)^0.5,\"Need CV\")","v":"Need CV"},{"$f":"EXP(NORMSINV($L$5)*S108-0.5*(S108^2))/EXP(NORMSINV(R108)*S108-0.5*(S108^2))","v":{"$error":"#VALUE!"}}]
["Chloromethyl Ether, bis","y",{"$f":"'2. Summary Eff Data'!P115","v":"--"},{"$f":"IF(B109=\"n\",'2. Summary Eff Data'!Q115,IF(B109=\"y\",'2. Summary Eff Data'!S115,\"--\"))","v":"--"},{"$f":"'2. Summary Eff Data'!T115","v":"--"},{"$f":"IF(OR(ISNUMBER(D109)=FALSE,ISNUMBER(T109)=FALSE),\"--\",D109*T109)","v":"--"},"--",{"$f":"IF('4. Summary Amb. Data'!I114=\"--\",\"*\",'4. Summary Amb. Data'!I114)","v":"*"},"--",2.4000000000000001E-5,2.9E-5,{"$f":"IF(OR($G109=\"Data\",$G109=\"--\",$G109=\"No\"), \"--\",IF(OR($F109<J109,$I109<J109),\"NO\",IF(OR($C109<10,O109<('Parameter Information'!H115/10)),\"RPA SME\",\"YES\")))","v":"--"},{"$f":"IF(OR($G109=\"Data\",$G109=\"--\",$G109=\"No\"), \"--\",IF(OR($F109<K109,$I109<K109),\"NO\",IF(OR(C109<10,P109<(('Parameter Information'!H115/10))),\"RPA SME\",\"YES\")))","v":"--"},null,2.4000000000000001E-5,2.9E-5,null,{"$f":"(1-$L$4)^(1/C109)","v":{"$error":"#VALUE!"}},{"$f":"IF(ISNUMBER(E109),LN(E109^2+1)^0.5,\"Need CV\")","v":"Need CV"},{"$f":"EXP(NORMSINV($L$5)*S109-0.5*(S109^2))/EXP(NORMSINV(R109)*S109-0.5*(S109^2))","v":{"$error":"#VALUE!"}}]
["Bis (2-ethylhexyl)phthalate","y",{"$f":"'2. Summary Eff Data'!P116","v":"--"},{"$f":"IF(B110=\"n\",'2. Summary Eff Data'!Q116,IF(B110=\"y\",'2. Summary Eff Data'!S116,\"--\"))","v":"--"},{"$f":"'2. Summary Eff Data'!T116","v":"--"},{"$f":"IF(OR(ISNUMBER(D110)=FALSE,ISNUMBER(T110)=FALSE),\"--\",D110*T110)","v":"--"},"--",{"$f":"IF('4. Summary Amb. Data'!I115=\"--\",\"*\",'4. Summary Amb. Data'!I115)","v":"*"},"--",0.2,0.22,{"$f":"IF(OR($G110=\"Data\",$G110=\"--\",$G110=\"No\"), \"--\",IF(OR($F110<J110,$I110<J110),\"NO\",IF(OR($C110<10,O110<('Parameter Information'!H116/10)),\"RPA SME\",\"YES\")))","v":"--"},{"$f":"IF(OR($G110=\"Data\",$G110=\"--\",$G110=\"No\"), \"--\",IF(OR($F110<K110,$I110<K110),\"NO\",IF(OR(C110<10,P110<(('Parameter Information'!H116/10))),\"RPA SME\",\"YES\")))","v":"--"},null,0.2,0.22,null,{"$f":"(1-$L$4)^(1/C110)","v":{"$error":"#VALUE!"}},{"$f":"IF(ISNUMBER(E110),LN(E110^2+1)^0.5,\"Need CV\")","v":"Need CV"},{"$f":"EXP(NORMSINV($L$5)*S110-0.5*(S110^2))/EXP(NORMSINV(R110)*S110-0.5*(S110^2))","v":{"$error":"#VALUE!"}}]
["4-bromophenyl phenyl ether",null,null,null,null,null,"Yes",{"$f":"IF('4. Summary Amb. Data'!I116=\"--\",\"*\",'4. Summary Amb. Data'!I116)","v":"*"},{"$error":"#VALUE!"},0,null,{"$f":"IF(OR($G111=\"Data\",$G111=\"--\",$G111=\"No\"), \"--\",IF(OR($F111<J111,$I111<J111),\"NO\",IF(OR($C111<10,O111<('Parameter Information'!H117/10)),\"RPA SME\",\"YES\")))","v":{"$error":"#VALUE!"}},{"$f":"IF(OR($G111=\"Data\",$G111=\"--\",$G111=\"No\"), \"--\",IF(OR($F111<K111,$I111<K111),\"NO\",IF(OR(C111<10,P111<(('Parameter Information'!H117/10))),\"RPA SME\",\"YES\")))","v":{"$error":"#VALUE!"}}]
["Butylbenzyl phthalate","n",{"$f":"'2. Summary Eff Data'!P118","v":"--"},{"$f":"IF(B112=\"n\",'2. Summary Eff Data'!Q118,IF(B112=\"y\",'2. Summary Eff Data'!S118,\"--\"))","v":"--"},{"$f":"'2. Summary Eff Data'!T118","v":"--"},{"$f":"IF(OR(ISNUMBER(D112)=FALSE,ISNUMBER(T112)=FALSE),\"--\",D112*T112)","v":"--"},"--",{"$f":"IF('4. Summary Amb. Data'!I117=\"--\",\"*\",'4. Summary Amb. Data'!I117)","v":"*"},"--",190,{"$f":"P112","v":190},{"$f":"IF(OR($G112=\"Data\",$G112=\"--\",$G112=\"No\"), \"--\",IF(OR($F112<J112,$I112<J112),\"NO\",IF(OR($C112<10,O112<('Parameter Information'!H118/10)),\"RPA SME\",\"YES\")))","v":"--"},{"$f":"IF(OR($G112=\"Data\",$G112=\"--\",$G112=\"No\"), \"--\",IF(OR($F112<K112,$I112<K112),\"NO\",IF(OR(C112<10,P112<(('Parameter Information'!H118/10))),\"RPA SME\",\"YES\")))","v":"--"},null,190,190,null,{"$f":"(1-$L$4)^(1/C112)","v":{"$error":"#VALUE!"}},{"$f":"IF(ISNUMBER(E112),LN(E112^2+1)^0.5,\"Need CV\")","v":"Need CV"},{"$f":"EXP(NORMSINV($L$5)*S112-0.5*(S112^2))/EXP(NORMSINV(R112)*S112-0.5*(S112^2))","v":{"$error":"#VALUE!"}}]
["2-chloronaphthalene","n",{"$f":"'2. Summary Eff Data'!P119","v":"--"},{"$f":"IF(B113=\"n\",'2. Summary Eff Data'!Q119,IF(B113=\"y\",'2. Summary Eff Data'!S119,\"--\"))","v":"--"},{"$f":"'2. Summary Eff Data'!T119","v":"--"},{"$f":"IF(OR(ISNUMBER(D113)=FALSE,ISNUMBER(T113)=FALSE),\"--\",D113*T113)","v":"--"},"--",{"$f":"IF('4. Summary Amb. Data'!I118=\"--\",\"*\",'4. Summary Amb. Data'!I118)","v":"*"},"--",150,160,{"$f":"IF(OR($G113=\"Data\",$G113=\"--\",$G113=\"No\"), \"--\",IF(OR($F113<J113,$I113<J113),\"NO\",IF(OR($C113<10,O113<('Parameter Information'!H119/10)),\"RPA SME\",\"YES\")))","v":"--"},{"$f":"IF(OR($G113=\"Data\",$G113=\"--\",$G113=\"No\"), \"--\",IF(OR($F113<K113,$I113<K113),\"NO\",IF(OR(C113<10,P113<(('Parameter Information'!H119/10))),\"RPA SME\",\"YES\")))","v":"--"},null,150,160,null,{"$f":"(1-$L$4)^(1/C113)","v":{"$error":"#VALUE!"}},{"$f":"IF(ISNUMBER(E113),LN(E113^2+1)^0.5,\"Need CV\")","v":"Need CV"},{"$f":"EXP(NORMSINV($L$5)*S113-0.5*(S113^2))/EXP(NORMSINV(R113)*S113-0.5*(S113^2))","v":{"$error":"#VALUE!"}}]
["4-chlorophenyl phenyl ether",null,null,null,null,null,"Yes",{"$f":"IF('4. Summary Amb. Data'!I119=\"--\",\"*\",'4. Summary Amb. Data'!I119)","v":"*"},{"$error":"#VALUE!"},0,null,{"$f":"IF(OR($G114=\"Data\",$G114=\"--\",$G114=\"No\"), \"--\",IF(OR($F114<J114,$I114<J114),\"NO\",IF(OR($C114<10,O114<('Parameter Information'!H120/10)),\"RPA SME\",\"YES\")))","v":{"$error":"#VALUE!"}},{"$f":"IF(OR($G114=\"Data\",$G114=\"--\",$G114=\"No\"), \"--\",IF(OR($F114<K114,$I114<K114),\"NO\",IF(OR(C114<10,P114<(('Parameter Information'!H120/10))),\"RPA SME\",\"YES\")))","v":{"$error":"#VALUE!"}}]
["Chrysene","y",{"$f":"'2. Summary Eff Data'!P121","v":"--"},{"$f":"IF(B115=\"n\",'2. Summary Eff Data'!Q121,IF(B115=\"y\",'2. Summary Eff Data'!S121,\"--\"))","v":"--"},{"$f":"'2. Summary Eff Data'!T121","v":"--"},{"$f":"IF(OR(ISNUMBER(D115)=FALSE,ISNUMBER(T115)=FALSE),\"--\",D115*T115)","v":"--"},"--",{"$f":"IF('4. Summary Amb. Data'!I120=\"--\",\"*\",'4. Summary Amb. Data'!I120)","v":"*"},"--",1.2999999999999999E-3,{"$f":"P115","v":1.8E-3},{"$f":"IF(OR($G115=\"Data\",$G115=\"--\",$G115=\"No\"), \"--\",IF(OR($F115<J115,$I115<J115),\"NO\",IF(OR($C115<10,O115<('Parameter Information'!H121/10)),\"RPA SME\",\"YES\")))","v":"--"},{"$f":"IF(OR($G115=\"Data\",$G115=\"--\",$G115=\"No\"), \"--\",IF(OR($F115<K115,$I115<K115),\"NO\",IF(OR(C115<10,P115<(('Parameter Information'!H121/10))),\"RPA SME\",\"YES\")))","v":"--"},null,1.2999999999999999E-3,1.8E-3,null,{"$f":"(1-$L$4)^(1/C115)","v":{"$error":"#VALUE!"}},{"$f":"IF(ISNUMBER(E115),LN(E115^2+1)^0.5,\"Need CV\")","v":"Need CV"},{"$f":"EXP(NORMSINV($L$5)*S115-0.5*(S115^2))/EXP(NORMSINV(R115)*S115-0.5*(S115^2))","v":{"$error":"#VALUE!"}}]
["Di-n-butyl phthalate","n",{"$f":"'2. Summary Eff Data'!P122","v":"--"},{"$f":"IF(B116=\"n\",'2. Summary Eff Data'!Q122,IF(B116=\"y\",'2. Summary Eff Data'!S122,\"--\"))","v":"--"},{"$f":"'2. Summary Eff Data'!T122","v":"--"},{"$f":"IF(OR(ISNUMBER(D116)=FALSE,ISNUMBER(T116)=FALSE),\"--\",D116*T116)","v":"--"},"--",{"$f":"IF('4. Summary Amb. Data'!I121=\"--\",\"*\",'4. Summary Amb. Data'!I121)","v":"*"},"--",400,450,{"$f":"IF(OR($G116=\"Data\",$G116=\"--\",$G116=\"No\"), \"--\",IF(OR($F116<J116,$I116<J116),\"NO\",IF(OR($C116<10,O116<('Parameter Information'!H122/10)),\"RPA SME\",\"YES\")))","v":"--"},{"$f":"IF(OR($G116=\"Data\",$G116=\"--\",$G116=\"No\"), \"--\",IF(OR($F116<K116,$I116<K116),\"NO\",IF(OR(C116<10,P116<(('Parameter Information'!H122/10))),\"RPA SME\",\"YES\")))","v":"--"},null,400,450,null,{"$f":"(1-$L$4)^(1/C116)","v":{"$error":"#VALUE!"}},{"$f":"IF(ISNUMBER(E116),LN(E116^2+1)^0.5,\"Need CV\")","v":"Need CV"},{"$f":"EXP(NORMSINV($L$5)*S116-0.5*(S116^2))/EXP(NORMSINV(R116)*S116-0.5*(S116^2))","v":{"$error":"#VALUE!"}}]
["Di-n-octyl phthalate",null,null,null,null,null,"Yes",{"$f":"IF('4. Summary Amb. Data'!I122=\"--\",\"*\",'4. Summary Amb. Data'!I122)","v":"*"},{"$error":"#VALUE!"},0,null,{"$f":"IF(OR($G117=\"Data\",$G117=\"--\",$G117=\"No\"), \"--\",IF(OR($F117<J117,$I117<J117),\"NO\",IF(OR($C117<10,O117<('Parameter Information'!H123/10)),\"RPA SME\",\"YES\")))","v":{"$error":"#VALUE!"}},{"$f":"IF(OR($G117=\"Data\",$G117=\"--\",$G117=\"No\"), \"--\",IF(OR($F117<K117,$I117<K117),\"NO\",IF(OR(C117<10,P117<(('Parameter Information'!H123/10))),\"RPA SME\",\"YES\")))","v":{"$error":"#VALUE!"}}]
["Dibenzo(a,h)anthracene","y",{"$f":"'2. Summary Eff Data'!P124","v":"--"},{"$f":"IF(B118=\"n\",'2. Summary Eff Data'!Q124,IF(B118=\"y\",'2. Summary Eff Data'!S124,\"--\"))","v":"--"},{"$f":"'2. Summary Eff Data'!T124","v":"--"},{"$f":"IF(OR(ISNUMBER(D118)=FALSE,ISNUMBER(T118)=FALSE),\"--\",D118*T118)","v":"--"},"--",{"$f":"IF('4. Summary Amb. Data'!I123=\"--\",\"*\",'4. Summary Amb. Data'!I123)","v":"*"},"--",1.2999999999999999E-3,{"$f":"P118","v":1.8E-3},{"$f":"IF(OR($G118=\"Data\",$G118=\"--\",$G118=\"No\"), \"--\",IF(OR($F118<J118,$I118<J118),\"NO\",IF(OR($C118<10,O118<('Parameter Information'!H124/10)),\"RPA SME\",\"YES\")))","v":"--"},{"$f":"IF(OR($G118=\"Data\",$G118=\"--\",$G118=\"No\"), \"--\",IF(OR($F118<K118,$I118<K118),\"NO\",IF(OR(C118<10,P118<(('Parameter Information'!H124/10))),\"RPA SME\",\"YES\")))","v":"--"},null,1.2999999999999999E-3,1.8E-3,null,{"$f":"(1-$L$4)^(1/C118)","v":{"$error":"#VALUE!"}},{"$f":"IF(ISNUMBER(E118),LN(E118^2+1)^0.5,\"Need CV\")","v":"Need CV"},{"$f":"EXP(NORMSINV($L$5)*S118-0.5*(S118^2))/EXP(NORMSINV(R118)*S118-0.5*(S118^2))","v":{"$error":"#VALUE!"}}]
["3,3-Dichlorobenzidine","y",{"$f":"'2. Summary Eff Data'!P125","v":"--"},{"$f":"IF(B119=\"n\",'2. Summary Eff Data'!Q125,IF(B119=\"y\",'2. Summary Eff Data'!S125,\"--\"))","v":"--"},{"$f":"'2. Summary Eff Data'!T125","v":"--"},{"$f":"IF(OR(ISNUMBER(D119)=FALSE,ISNUMBER(T119)=FALSE),\"--\",D119*T119)","v":"--"},"--",{"$f":"IF('4. Summary Amb. Data'!I124=\"--\",\"*\",'4. Summary Amb. Data'!I124)","v":"*"},"--",2.7000000000000001E-3,2.8E-3,{"$f":"IF(OR($G119=\"Data\",$G119=\"--\",$G119=\"No\"), \"--\",IF(OR($F119<J119,$I119<J119),\"NO\",IF(OR($C119<10,O119<('Parameter Information'!H125/10)),\"RPA SME\",\"YES\")))","v":"--"},{"$f":"IF(OR($G119=\"Data\",$G119=\"--\",$G119=\"No\"), \"--\",IF(OR($F119<K119,$I119<K119),\"NO\",IF(OR(C119<10,P119<(('Parameter Information'!H125/10))),\"RPA SME\",\"YES\")))","v":"--"},null,2.7000000000000001E-3,2.8E-3,null,{"$f":"(1-$L$4)^(1/C119)","v":{"$error":"#VALUE!"}},{"$f":"IF(ISNUMBER(E119),LN(E119^2+1)^0.5,\"Need CV\")","v":"Need CV"},{"$f":"EXP(NORMSINV($L$5)*S119-0.5*(S119^2))/EXP(NORMSINV(R119)*S119-0.5*(S119^2))","v":{"$error":"#VALUE!"}}]
["Diethyl phthalate","n",{"$f":"'2. Summary Eff Data'!P126","v":"--"},{"$f":"IF(B120=\"n\",'2. Summary Eff Data'!Q126,IF(B120=\"y\",'2. Summary Eff Data'!S126,\"--\"))","v":"--"},{"$f":"'2. Summary Eff Data'!T126","v":"--"},{"$f":"IF(OR(ISNUMBER(D120)=FALSE,ISNUMBER(T120)=FALSE),\"--\",D120*T120)","v":"--"},"--",{"$f":"IF('4. Summary Amb. Data'!I125=\"--\",\"*\",'4. Summary Amb. Data'!I125)","v":"*"},"--",3800,4400,{"$f":"IF(OR($G120=\"Data\",$G120=\"--\",$G120=\"No\"), \"--\",IF(OR($F120<J120,$I120<J120),\"NO\",IF(OR($C120<10,O120<('Parameter Information'!H126/10)),\"RPA SME\",\"YES\")))","v":"--"},{"$f":"IF(OR($G120=\"Data\",$G120=\"--\",$G120=\"No\"), \"--\",IF(OR($F120<K120,$I120<K120),\"NO\",IF(OR(C120<10,P120<(('Parameter Information'!H126/10))),\"RPA SME\",\"YES\")))","v":"--"},null,3800,4400,null,{"$f":"(1-$L$4)^(1/C120)","v":{"$error":"#VALUE!"}},{"$f":"IF(ISNUMBER(E120),LN(E120^2+1)^0.5,\"Need CV\")","v":"Need CV"},{"$f":"EXP(NORMSINV($L$5)*S120-0.5*(S120^2))/EXP(NORMSINV(R120)*S120-0.5*(S120^2))","v":{"$error":"#VALUE!"}}]
["Dimethyl phthalate","n",{"$f":"'2. Summary Eff Data'!P127","v":"--"},{"$f":"IF(B121=\"n\",'2. Summary Eff Data'!Q127,IF(B121=\"y\",'2. Summary Eff Data'!S127,\"--\"))","v":"--"},{"$f":"'2. Summary Eff Data'!T127","v":"--"},{"$f":"IF(OR(ISNUMBER(D121)=FALSE,ISNUMBER(T121)=FALSE),\"--\",D121*T121)","v":"--"},"--",{"$f":"IF('4. Summary Amb. Data'!I126=\"--\",\"*\",'4. Summary Amb. Data'!I126)","v":"*"},"--",84000,110000,{"$f":"IF(OR($G121=\"Data\",$G121=\"--\",$G121=\"No\"), \"--\",IF(OR($F121<J121,$I121<J121),\"NO\",IF(OR($C121<10,O121<('Parameter Information'!H127/10)),\"RPA SME\",\"YES\")))","v":"--"},{"$f":"IF(OR($G121=\"Data\",$G121=\"--\",$G121=\"No\"), \"--\",IF(OR($F121<K121,$I121<K121),\"NO\",IF(OR(C121<10,P121<(('Parameter Information'!H127/10))),\"RPA SME\",\"YES\")))","v":"--"},null,84000,110000,null,{"$f":"(1-$L$4)^(1/C121)","v":{"$error":"#VALUE!"}},{"$f":"IF(ISNUMBER(E121),LN(E121^2+1)^0.5,\"Need CV\")","v":"Need CV"},{"$f":"EXP(NORMSINV($L$5)*S121-0.5*(S121^2))/EXP(NORMSINV(R121)*S121-0.5*(S121^2))","v":{"$error":"#VALUE!"}}]
["2,4-dinitrotoluene","y",{"$f":"'2. Summary Eff Data'!P128","v":"--"},{"$f":"IF(B122=\"n\",'2. Summary Eff Data'!Q128,IF(B122=\"y\",'2. Summary Eff Data'!S128,\"--\"))","v":"--"},{"$f":"'2. Summary Eff Data'!T128","v":"--"},{"$f":"IF(OR(ISNUMBER(D122)=FALSE,ISNUMBER(T122)=FALSE),\"--\",D122*T122)","v":"--"},"--",{"$f":"IF('4. Summary Amb. Data'!I127=\"--\",\"*\",'4. Summary Amb. Data'!I127)","v":"*"},"--",8.4000000000000005E-2,0.34,{"$f":"IF(OR($G122=\"Data\",$G122=\"--\",$G122=\"No\"), \"--\",IF(OR($F122<J122,$I122<J122),\"NO\",IF(OR($C122<10,O122<('Parameter Information'!H128/10)),\"RPA SME\",\"YES\")))","v":"--"},{"$f":"IF(OR($G122=\"Data\",$G122=\"--\",$G122=\"No\"), \"--\",IF(OR($F122<K122,$I122<K122),\"NO\",IF(OR(C122<10,P122<(('Parameter Information'!H128/10))),\"RPA SME\",\"YES\")))","v":"--"},null,8.4000000000000005E-2,0.34,null,{"$f":"(1-$L$4)^(1/C122)","v":{"$error":"#VALUE!"}},{"$f":"IF(ISNUMBER(E122),LN(E122^2+1)^0.5,\"Need CV\")","v":"Need CV"},{"$f":"EXP(NORMSINV($L$5)*S122-0.5*(S122^2))/EXP(NORMSINV(R122)*S122-0.5*(S122^2))","v":{"$error":"#VALUE!"}}]
["2,6-dinitrotoluene",null,null,null,null,null,"Yes",{"$f":"IF('4. Summary Amb. Data'!I128=\"--\",\"*\",'4. Summary Amb. Data'!I128)","v":"*"},{"$error":"#VALUE!"},0,null,{"$f":"IF(OR($G123=\"Data\",$G123=\"--\",$G123=\"No\"), \"--\",IF(OR($F123<J123,$I123<J123),\"NO\",IF(OR($C123<10,O123<('Parameter Information'!H129/10)),\"RPA SME\",\"YES\")))","v":{"$error":"#VALUE!"}},{"$f":"IF(OR($G123=\"Data\",$G123=\"--\",$G123=\"No\"), \"--\",IF(OR($F123<K123,$I123<K123),\"NO\",IF(OR(C123<10,P123<(('Parameter Information'!H129/10))),\"RPA SME\",\"YES\")))","v":{"$error":"#VALUE!"}}]
["1,2-diphenylhydrazine","y",{"$f":"'2. Summary Eff Data'!P130","v":"--"},{"$f":"IF(B124=\"n\",'2. Summary Eff Data'!Q130,IF(B124=\"y\",'2. Summary Eff Data'!S130,\"--\"))","v":"--"},{"$f":"'2. Summary Eff Data'!T130","v":"--"},{"$f":"IF(OR(ISNUMBER(D124)=FALSE,ISNUMBER(T124)=FALSE),\"--\",D124*T124)","v":"--"},"--",{"$f":"IF('4. Summary Amb. Data'!I129=\"--\",\"*\",'4. Summary Amb. Data'!I129)","v":"*"},"--",1.4E-2,{"$f":"P124","v":0.02},{"$f":"IF(OR($G124=\"Data\",$G124=\"--\",$G124=\"No\"), \"--\",IF(OR($F124<J124,$I124<J124),\"NO\",IF(OR($C124<10,O124<('Parameter Information'!H130/10)),\"RPA SME\",\"YES\")))","v":"--"},{"$f":"IF(OR($G124=\"Data\",$G124=\"--\",$G124=\"No\"), \"--\",IF(OR($F124<K124,$I124<K124),\"NO\",IF(OR(C124<10,P124<(('Parameter Information'!H130/10))),\"RPA SME\",\"YES\")))","v":"--"},null,1.4E-2,0.02,null,{"$f":"(1-$L$4)^(1/C124)","v":{"$error":"#VALUE!"}},{"$f":"IF(ISNUMBER(E124),LN(E124^2+1)^0.5,\"Need CV\")","v":"Need CV"},{"$f":"EXP(NORMSINV($L$5)*S124-0.5*(S124^2))/EXP(NORMSINV(R124)*S124-0.5*(S124^2))","v":{"$error":"#VALUE!"}}]
["Fluoranthene","n",{"$f":"'2. Summary Eff Data'!P131","v":"--"},{"$f":"IF(B125=\"n\",'2. Summary Eff Data'!Q131,IF(B125=\"y\",'2. Summary Eff Data'!S131,\"--\"))","v":"--"},{"$f":"'2. Summary Eff Data'!T131","v":"--"},"--","--",{"$f":"IF('4. Summary Amb. Data'!I130=\"--\",\"*\",'4. Summary Amb. Data'!I130)","v":"*"},"--",14,14,{"$f":"IF(OR($G125=\"Data\",$G125=\"--\",$G125=\"No\"), \"--\",IF(OR($F125<J125,$I125<J125),\"NO\",IF(OR($C125<10,O125<('Parameter Information'!H131/10)),\"RPA SME\",\"YES\")))","v":"--"},{"$f":"IF(OR($G125=\"Data\",$G125=\"--\",$G125=\"No\"), \"--\",IF(OR($F125<K125,$I125<K125),\"NO\",IF(OR(C125<10,P125<(('Parameter Information'!H131/10))),\"RPA SME\",\"YES\")))","v":"--"},null,14,14,null,{"$error":"#VALUE!"},"Need CV",{"$error":"#VALUE!"}]
["Fluorene","n",{"$f":"'2. Summary Eff Data'!P132","v":"--"},{"$f":"IF(B126=\"n\",'2. Summary Eff Data'!Q132,IF(B126=\"y\",'2. Summary Eff Data'!S132,\"--\"))","v":"--"},{"$f":"'2. Summary Eff Data'!T132","v":"--"},"--","--",{"$f":"IF('4. Summary Amb. Data'!I131=\"--\",\"*\",'4. Summary Amb. Data'!I131)","v":"*"},"--",390,530,{"$f":"IF(OR($G126=\"Data\",$G126=\"--\",$G126=\"No\"), \"--\",IF(OR($F126<J126,$I126<J126),\"NO\",IF(OR($C126<10,O126<('Parameter Information'!H132/10)),\"RPA SME\",\"YES\")))","v":"--"},{"$f":"IF(OR($G126=\"Data\",$G126=\"--\",$G126=\"No\"), \"--\",IF(OR($F126<K126,$I126<K126),\"NO\",IF(OR(C126<10,P126<(('Parameter Information'!H132/10))),\"RPA SME\",\"YES\")))","v":"--"},null,390,530,null,{"$error":"#VALUE!"},"Need CV",{"$error":"#VALUE!"}]
["Hexachlorobenzene","n",{"$f":"'2. Summary Eff Data'!P133","v":"--"},{"$f":"IF(B127=\"n\",'2. Summary Eff Data'!Q133,IF(B127=\"y\",'2. Summary Eff Data'!S133,\"--\"))","v":"--"},{"$f":"'2. Summary Eff Data'!T133","v":"--"},"--","--",{"$f":"IF('4. Summary Amb. Data'!I132=\"--\",\"*\",'4. Summary Amb. Data'!I132)","v":"*"},"--",2.9E-5,2.9E-5,{"$f":"IF(OR($G127=\"Data\",$G127=\"--\",$G127=\"No\"), \"--\",IF(OR($F127<J127,$I127<J127),\"NO\",IF(OR($C127<10,O127<('Parameter Information'!H133/10)),\"RPA SME\",\"YES\")))","v":"--"},{"$f":"IF(OR($G127=\"Data\",$G127=\"--\",$G127=\"No\"), \"--\",IF(OR($F127<K127,$I127<K127),\"NO\",IF(OR(C127<10,P127<(('Parameter Information'!H133/10))),\"RPA SME\",\"YES\")))","v":"--"},null,2.9E-5,2.9E-5,null,{"$error":"#VALUE!"},"Need CV",{"$error":"#VALUE!"}]
["Hexachlorobutadiene","y",{"$f":"'2. Summary Eff Data'!P134","v":"--"},{"$f":"IF(B128=\"n\",'2. Summary Eff Data'!Q134,IF(B128=\"y\",'2. Summary Eff Data'!S134,\"--\"))","v":"--"},{"$f":"'2. Summary Eff Data'!T134","v":"--"},"--","--",{"$f":"IF('4. Summary Amb. Data'!I133=\"--\",\"*\",'4. Summary Amb. Data'!I133)","v":"*"},"--",0.36,1.8,{"$f":"IF(OR($G128=\"Data\",$G128=\"--\",$G128=\"No\"), \"--\",IF(OR($F128<J128,$I128<J128),\"NO\",IF(OR($C128<10,O128<('Parameter Information'!H134/10)),\"RPA SME\",\"YES\")))","v":"--"},{"$f":"IF(OR($G128=\"Data\",$G128=\"--\",$G128=\"No\"), \"--\",IF(OR($F128<K128,$I128<K128),\"NO\",IF(OR(C128<10,P128<(('Parameter Information'!H134/10))),\"RPA SME\",\"YES\")))","v":"--"},null,0.36,1.8,null,{"$error":"#VALUE!"},"Need CV",{"$error":"#VALUE!"}]
["Hexachlorocyclopentadiene","n",{"$f":"'2. Summary Eff Data'!P135","v":"--"},{"$f":"IF(B129=\"n\",'2. Summary Eff Data'!Q135,IF(B129=\"y\",'2. Summary Eff Data'!S135,\"--\"))","v":"--"},{"$f":"'2. Summary Eff Data'!T135","v":"--"},"--","--",{"$f":"IF('4. Summary Amb. Data'!I134=\"--\",\"*\",'4. Summary Amb. Data'!I134)","v":"*"},"--",30,110,{"$f":"IF(OR($G129=\"Data\",$G129=\"--\",$G129=\"No\"), \"--\",IF(OR($F129<J129,$I129<J129),\"NO\",IF(OR($C129<10,O129<('Parameter Information'!H135/10)),\"RPA SME\",\"YES\")))","v":"--"},{"$f":"IF(OR($G129=\"Data\",$G129=\"--\",$G129=\"No\"), \"--\",IF(OR($F129<K129,$I129<K129),\"NO\",IF(OR(C129<10,P129<(('Parameter Information'!H135/10))),\"RPA SME\",\"YES\")))","v":"--"},null,30,110,null,{"$error":"#VALUE!"},"Need CV",{"$error":"#VALUE!"}]
["Hexachloroethane","y",{"$f":"'2. Summary Eff Data'!P136","v":"--"},{"$f":"IF(B130=\"n\",'2. Summary Eff Data'!Q136,IF(B130=\"y\",'2. Summary Eff Data'!S136,\"--\"))","v":"--"},{"$f":"'2. Summary Eff Data'!T136","v":"--"},"--","--",{"$f":"IF('4. Summary Amb. Data'!I135=\"--\",\"*\",'4. Summary Amb. Data'!I135)","v":"*"},"--",0.28999999999999998,0.33,{"$f":"IF(OR($G130=\"Data\",$G130=\"--\",$G130=\"No\"), \"--\",IF(OR($F130<J130,$I130<J130),\"NO\",IF(OR($C130<10,O130<('Parameter Information'!H136/10)),\"RPA SME\",\"YES\")))","v":"--"},{"$f":"IF(OR($G130=\"Data\",$G130=\"--\",$G130=\"No\"), \"--\",IF(OR($F130<K130,$I130<K130),\"NO\",IF(OR(C130<10,P130<(('Parameter Information'!H136/10))),\"RPA SME\",\"YES\")))","v":"--"},null,0.28999999999999998,0.33,null,{"$error":"#VALUE!"},"Need CV",{"$error":"#VALUE!"}]
["Indeno(1,2,3-cd)pyrene","y",{"$f":"'2. Summary Eff Data'!P137","v":"--"},{"$f":"IF(B131=\"n\",'2. Summary Eff Data'!Q137,IF(B131=\"y\",'2. Summary Eff Data'!S137,\"--\"))","v":"--"},{"$f":"'2. Summary Eff Data'!T137","v":"--"},"--","--",{"$f":"IF('4. Summary Amb. Data'!I136=\"--\",\"*\",'4. Summary Amb. Data'!I136)","v":"*"},"--",1.2999999999999999E-3,1.8E-3,{"$f":"IF(OR($G131=\"Data\",$G131=\"--\",$G131=\"No\"), \"--\",IF(OR($F131<J131,$I131<J131),\"NO\",IF(OR($C131<10,O131<('Parameter Information'!H137/10)),\"RPA SME\",\"YES\")))","v":"--"},{"$f":"IF(OR($G131=\"Data\",$G131=\"--\",$G131=\"No\"), \"--\",IF(OR($F131<K131,$I131<K131),\"NO\",IF(OR(C131<10,P131<(('Parameter Information'!H137/10))),\"RPA SME\",\"YES\")))","v":"--"},null,1.2999999999999999E-3,1.8E-3,null,{"$error":"#VALUE!"},"Need CV",{"$error":"#VALUE!"}]
["Isophorone","n",{"$f":"'2. Summary Eff Data'!P138","v":"--"},{"$f":"IF(B132=\"n\",'2. Summary Eff Data'!Q138,IF(B132=\"y\",'2. Summary Eff Data'!S138,\"--\"))","v":"--"},{"$f":"'2. Summary Eff Data'!T138","v":"--"},"--","--",{"$f":"IF('4. Summary Amb. Data'!I137=\"--\",\"*\",'4. Summary Amb. Data'!I137)","v":"*"},"--",27,96,{"$f":"IF(OR($G132=\"Data\",$G132=\"--\",$G132=\"No\"), \"--\",IF(OR($F132<J132,$I132<J132),\"NO\",IF(OR($C132<10,O132<('Parameter Information'!H138/10)),\"RPA SME\",\"YES\")))","v":"--"},{"$f":"IF(OR($G132=\"Data\",$G132=\"--\",$G132=\"No\"), \"--\",IF(OR($F132<K132,$I132<K132),\"NO\",IF(OR(C132<10,P132<(('Parameter Information'!H138/10))),\"RPA SME\",\"YES\")))","v":"--"},null,27,96,null,{"$error":"#VALUE!"},"Need CV",{"$error":"#VALUE!"}]
["Napthalene",null,null,null,null,null,"Yes",{"$f":"IF('4. Summary Amb. Data'!I138=\"--\",\"*\",'4. Summary Amb. Data'!I138)","v":"*"},{"$error":"#VALUE!"},0,null,{"$f":"IF(OR($G133=\"Data\",$G133=\"--\",$G133=\"No\"), \"--\",IF(OR($F133<J133,$I133<J133),\"NO\",IF(OR($C133<10,O133<('Parameter Information'!H139/10)),\"RPA SME\",\"YES\")))","v":{"$error":"#VALUE!"}},{"$f":"IF(OR($G133=\"Data\",$G133=\"--\",$G133=\"No\"), \"--\",IF(OR($F133<K133,$I133<K133),\"NO\",IF(OR(C133<10,P133<(('Parameter Information'!H139/10))),\"RPA SME\",\"YES\")))","v":{"$error":"#VALUE!"}}]
["Nitrobenzene","n",{"$f":"'2. Summary Eff Data'!P140","v":"--"},{"$f":"IF(B134=\"n\",'2. Summary Eff Data'!Q140,IF(B134=\"y\",'2. Summary Eff Data'!S140,\"--\"))","v":"--"},{"$f":"'2. Summary Eff Data'!T140","v":"--"},{"$f":"IF(OR(ISNUMBER(D134)=FALSE,ISNUMBER(T134)=FALSE),\"--\",D134*T134)","v":"--"},"--",{"$f":"IF('4. Summary Amb. Data'!I139=\"--\",\"*\",'4. Summary Amb. Data'!I139)","v":"*"},"--",14,{"$f":"P134","v":69},{"$f":"IF(OR($G134=\"Data\",$G134=\"--\",$G134=\"No\"), \"--\",IF(OR($F134<J134,$I134<J134),\"NO\",IF(OR($C134<10,O134<('Parameter Information'!H140/10)),\"RPA SME\",\"YES\")))","v":"--"},{"$f":"IF(OR($G134=\"Data\",$G134=\"--\",$G134=\"No\"), \"--\",IF(OR($F134<K134,$I134<K134),\"NO\",IF(OR(C134<10,P134<(('Parameter Information'!H140/10))),\"RPA SME\",\"YES\")))","v":"--"},null,14,69,null,{"$f":"(1-$L$4)^(1/C134)","v":{"$error":"#VALUE!"}},{"$f":"IF(ISNUMBER(E134),LN(E134^2+1)^0.5,\"Need CV\")","v":"Need CV"},{"$f":"EXP(NORMSINV($L$5)*S134-0.5*(S134^2))/EXP(NORMSINV(R134)*S134-0.5*(S134^2))","v":{"$error":"#VALUE!"}}]
["N-nitrosodimethylamine","y",{"$f":"'2. Summary Eff Data'!P141","v":"--"},{"$f":"IF(B135=\"n\",'2. Summary Eff Data'!Q141,IF(B135=\"y\",'2. Summary Eff Data'!S141,\"--\"))","v":"--"},{"$f":"'2. Summary Eff Data'!T141","v":"--"},{"$f":"IF(OR(ISNUMBER(D135)=FALSE,ISNUMBER(T135)=FALSE),\"--\",D135*T135)","v":"--"},"--",{"$f":"IF('4. Summary Amb. Data'!I140=\"--\",\"*\",'4. Summary Amb. Data'!I140)","v":"*"},"--",6.8000000000000005E-4,0.3,{"$f":"IF(OR($G135=\"Data\",$G135=\"--\",$G135=\"No\"), \"--\",IF(OR($F135<J135,$I135<J135),\"NO\",IF(OR($C135<10,O135<('Parameter Information'!H141/10)),\"RPA SME\",\"YES\")))","v":"--"},{"$f":"IF(OR($G135=\"Data\",$G135=\"--\",$G135=\"No\"), \"--\",IF(OR($F135<K135,$I135<K135),\"NO\",IF(OR(C135<10,P135<(('Parameter Information'!H141/10))),\"RPA SME\",\"YES\")))","v":"--"},null,6.8000000000000005E-4,0.3,null,{"$f":"(1-$L$4)^(1/C135)","v":{"$error":"#VALUE!"}},{"$f":"IF(ISNUMBER(E135),LN(E135^2+1)^0.5,\"Need CV\")","v":"Need CV"},{"$f":"EXP(NORMSINV($L$5)*S135-0.5*(S135^2))/EXP(NORMSINV(R135)*S135-0.5*(S135^2))","v":{"$error":"#VALUE!"}}]
["N-nitrosodi-n-propylamine","y",{"$f":"'2. Summary Eff Data'!P142","v":"--"},{"$f":"IF(B136=\"n\",'2. Summary Eff Data'!Q142,IF(B136=\"y\",'2. Summary Eff Data'!S142,\"--\"))","v":"--"},{"$f":"'2. Summary Eff Data'!T142","v":"--"},{"$f":"IF(OR(ISNUMBER(D136)=FALSE,ISNUMBER(T136)=FALSE),\"--\",D136*T136)","v":"--"},"--",{"$f":"IF('4. Summary Amb. Data'!I141=\"--\",\"*\",'4. Summary Amb. Data'!I141)","v":"*"},"--",4.5999999999999999E-3,5.0999999999999997E-2,{"$f":"IF(OR($G136=\"Data\",$G136=\"--\",$G136=\"No\"), \"--\",IF(OR($F136<J136,$I136<J136),\"NO\",IF(OR($C136<10,O136<('Parameter Information'!H142/10)),\"RPA SME\",\"YES\")))","v":"--"},{"$f":"IF(OR($G136=\"Data\",$G136=\"--\",$G136=\"No\"), \"--\",IF(OR($F136<K136,$I136<K136),\"NO\",IF(OR(C136<10,P136<(('Parameter Information'!H142/10))),\"RPA SME\",\"YES\")))","v":"--"},null,4.5999999999999999E-3,5.0999999999999997E-2,null,{"$f":"(1-$L$4)^(1/C136)","v":{"$error":"#VALUE!"}},{"$f":"IF(ISNUMBER(E136),LN(E136^2+1)^0.5,\"Need CV\")","v":"Need CV"},{"$f":"EXP(NORMSINV($L$5)*S136-0.5*(S136^2))/EXP(NORMSINV(R136)*S136-0.5*(S136^2))","v":{"$error":"#VALUE!"}}]
["N-nitrosodiphenylamine","y",{"$f":"'2. Summary Eff Data'!P143","v":"--"},{"$f":"IF(B137=\"n\",'2. Summary Eff Data'!Q143,IF(B137=\"y\",'2. Summary Eff Data'!S143,\"--\"))","v":"--"},{"$f":"'2. Summary Eff Data'!T143","v":"--"},{"$f":"IF(OR(ISNUMBER(D137)=FALSE,ISNUMBER(T137)=FALSE),\"--\",D137*T137)","v":"--"},"--",{"$f":"IF('4. Summary Amb. Data'!I142=\"--\",\"*\",'4. Summary Amb. Data'!I142)","v":"*"},"--",0.55000000000000004,0.6,{"$f":"IF(OR($G137=\"Data\",$G137=\"--\",$G137=\"No\"), \"--\",IF(OR($F137<J137,$I137<J137),\"NO\",IF(OR($C137<10,O137<('Parameter Information'!H143/10)),\"RPA SME\",\"YES\")))","v":"--"},{"$f":"IF(OR($G137=\"Data\",$G137=\"--\",$G137=\"No\"), \"--\",IF(OR($F137<K137,$I137<K137),\"NO\",IF(OR(C137<10,P137<(('Parameter Information'!H143/10))),\"RPA SME\",\"YES\")))","v":"--"},null,0.55000000000000004,0.6,null,{"$f":"(1-$L$4)^(1/C137)","v":{"$error":"#VALUE!"}},{"$f":"IF(ISNUMBER(E137),LN(E137^2+1)^0.5,\"Need CV\")","v":"Need CV"},{"$f":"EXP(NORMSINV($L$5)*S137-0.5*(S137^2))/EXP(NORMSINV(R137)*S137-0.5*(S137^2))","v":{"$error":"#VALUE!"}}]
["Pentachlorobenzene","n",{"$f":"'2. Summary Eff Data'!P144","v":"--"},{"$f":"IF(B138=\"n\",'2. Summary Eff Data'!Q144,IF(B138=\"y\",'2. Summary Eff Data'!S144,\"--\"))","v":"--"},{"$f":"'2. Summary Eff Data'!T144","v":"--"},{"$f":"IF(OR(ISNUMBER(D138)=FALSE,ISNUMBER(T138)=FALSE),\"--\",D138*T138)","v":"--"},"--",{"$f":"IF('4. Summary Amb. Data'!I143=\"--\",\"*\",'4. Summary Amb. Data'!I143)","v":"*"},"--",0.15,0.15,{"$f":"IF(OR($G138=\"Data\",$G138=\"--\",$G138=\"No\"), \"--\",IF(OR($F138<J138,$I138<J138),\"NO\",IF(OR($C138<10,O138<('Parameter Information'!H144/10)),\"RPA SME\",\"YES\")))","v":"--"},{"$f":"IF(OR($G138=\"Data\",$G138=\"--\",$G138=\"No\"), \"--\",IF(OR($F138<K138,$I138<K138),\"NO\",IF(OR(C138<10,P138<(('Parameter Information'!H144/10))),\"RPA SME\",\"YES\")))","v":"--"},null,0.15,0.15,null,{"$f":"(1-$L$4)^(1/C138)","v":{"$error":"#VALUE!"}},{"$f":"IF(ISNUMBER(E138),LN(E138^2+1)^0.5,\"Need CV\")","v":"Need CV"},{"$f":"EXP(NORMSINV($L$5)*S138-0.5*(S138^2))/EXP(NORMSINV(R138)*S138-0.5*(S138^2))","v":{"$error":"#VALUE!"}}]
["Phenanthrene",null,null,null,null,null,"Yes",{"$f":"IF('4. Summary Amb. Data'!I144=\"--\",\"*\",'4. Summary Amb. Data'!I144)","v":"*"},{"$error":"#VALUE!"},0,null,{"$f":"IF(OR($G139=\"Data\",$G139=\"--\",$G139=\"No\"), \"--\",IF(OR($F139<J139,$I139<J139),\"NO\",IF(OR($C139<10,O139<('Parameter Information'!H145/10)),\"RPA SME\",\"YES\")))","v":{"$error":"#VALUE!"}},{"$f":"IF(OR($G139=\"Data\",$G139=\"--\",$G139=\"No\"), \"--\",IF(OR($F139<K139,$I139<K139),\"NO\",IF(OR(C139<10,P139<(('Parameter Information'!H145/10))),\"RPA SME\",\"YES\")))","v":{"$error":"#VALUE!"}}]
["Pyrene","n",{"$f":"'2. Summary Eff Data'!P146","v":"--"},{"$f":"IF(B140=\"n\",'2. Summary Eff Data'!Q146,IF(B140=\"y\",'2. Summary Eff Data'!S146,\"--\"))","v":"--"},{"$f":"'2. Summary Eff Data'!T146","v":"--"},{"$f":"IF(OR(ISNUMBER(D140)=FALSE,ISNUMBER(T140)=FALSE),\"--\",D140*T140)","v":"--"},"--",{"$f":"IF('4. Summary Amb. Data'!I145=\"--\",\"*\",'4. Summary Amb. Data'!I145)","v":"*"},"--",290,400,{"$f":"IF(OR($G140=\"Data\",$G140=\"--\",$G140=\"No\"), \"--\",IF(OR($F140<J140,$I140<J140),\"NO\",IF(OR($C140<10,O140<('Parameter Information'!H146/10)),\"RPA SME\",\"YES\")))","v":"--"},{"$f":"IF(OR($G140=\"Data\",$G140=\"--\",$G140=\"No\"), \"--\",IF(OR($F140<K140,$I140<K140),\"NO\",IF(OR(C140<10,P140<(('Parameter Information'!H146/10))),\"RPA SME\",\"YES\")))","v":"--"},null,290,400,null,{"$f":"(1-$L$4)^(1/C140)","v":{"$error":"#VALUE!"}},{"$f":"IF(ISNUMBER(E140),LN(E140^2+1)^0.5,\"Need CV\")","v":"Need CV"},{"$f":"EXP(NORMSINV($L$5)*S140-0.5*(S140^2))/EXP(NORMSINV(R140)*S140-0.5*(S140^2))","v":{"$error":"#VALUE!"}}]
["1,2,4-trichlorobenzene","n",{"$f":"'2. Summary Eff Data'!P147","v":"--"},{"$f":"IF(B141=\"n\",'2. Summary Eff Data'!Q147,IF(B141=\"y\",'2. Summary Eff Data'!S147,\"--\"))","v":"--"},{"$f":"'2. Summary Eff Data'!T147","v":"--"},{"$f":"IF(OR(ISNUMBER(D141)=FALSE,ISNUMBER(T141)=FALSE),\"--\",D141*T141)","v":"--"},"--",{"$f":"IF('4. Summary Amb. Data'!I146=\"--\",\"*\",'4. Summary Amb. Data'!I146)","v":"*"},"--",6.4,7,{"$f":"IF(OR($G141=\"Data\",$G141=\"--\",$G141=\"No\"), \"--\",IF(OR($F141<J141,$I141<J141),\"NO\",IF(OR($C141<10,O141<('Parameter Information'!H147/10)),\"RPA SME\",\"YES\")))","v":"--"},{"$f":"IF(OR($G141=\"Data\",$G141=\"--\",$G141=\"No\"), \"--\",IF(OR($F141<K141,$I141<K141),\"NO\",IF(OR(C141<10,P141<(('Parameter Information'!H147/10))),\"RPA SME\",\"YES\")))","v":"--"},null,6.4,7,null,{"$f":"(1-$L$4)^(1/C141)","v":{"$error":"#VALUE!"}},{"$f":"IF(ISNUMBER(E141),LN(E141^2+1)^0.5,\"Need CV\")","v":"Need CV"},{"$f":"EXP(NORMSINV($L$5)*S141-0.5*(S141^2))/EXP(NORMSINV(R141)*S141-0.5*(S141^2))","v":{"$error":"#VALUE!"}}]
["Tetrachlorobenzene,1,2,4,5","n",{"$f":"'2. Summary Eff Data'!P148","v":"--"},{"$f":"IF(B142=\"n\",'2. Summary Eff Data'!Q148,IF(B142=\"y\",'2. Summary Eff Data'!S148,\"--\"))","v":"--"},{"$f":"'2. Summary Eff Data'!T148","v":"--"},{"$f":"IF(OR(ISNUMBER(D142)=FALSE,ISNUMBER(T142)=FALSE),\"--\",D142*T142)","v":"--"},"--",{"$f":"IF('4. Summary Amb. Data'!I147=\"--\",\"*\",'4. Summary Amb. Data'!I147)","v":"*"},"--",0.11,0.11,{"$f":"IF(OR($G142=\"Data\",$G142=\"--\",$G142=\"No\"), \"--\",IF(OR($F142<J142,$I142<J142),\"NO\",IF(OR($C142<10,O142<('Parameter Information'!H148/10)),\"RPA SME\",\"YES\")))","v":"--"},{"$f":"IF(OR($G142=\"Data\",$G142=\"--\",$G142=\"No\"), \"--\",IF(OR($F142<K142,$I142<K142),\"NO\",IF(OR(C142<10,P142<(('Parameter Information'!H148/10))),\"RPA SME\",\"YES\")))","v":"--"},null,0.11,0.11,null,{"$f":"(1-$L$4)^(1/C142)","v":{"$error":"#VALUE!"}},{"$f":"IF(ISNUMBER(E142),LN(E142^2+1)^0.5,\"Need CV\")","v":"Need CV"},{"$f":"EXP(NORMSINV($L$5)*S142-0.5*(S142^2))/EXP(NORMSINV(R142)*S142-0.5*(S142^2))","v":{"$error":"#VALUE!"}}]
["Table 3:  Pesticides and PCBs"]
["Aldrin","y",{"$f":"'2. Summary Eff Data'!P150","v":"--"},{"$f":"IF(B144=\"n\",'2. Summary Eff Data'!Q150,IF(B144=\"y\",'2. Summary Eff Data'!S150,\"--\"))","v":"--"},{"$f":"'2. Summary Eff Data'!T150","v":"--"},{"$f":"IF(OR(ISNUMBER(D144)=FALSE,ISNUMBER(T144)=FALSE),\"--\",D144*T144)","v":"--"},{"$f":"IF(OR(C144=\"--\", D144=\"--\"),\"--\",IF(OR(F144>=J144, F144>=K144),\"Yes\",\"No\"))","v":"--"},{"$f":"IF('4. Summary Amb. Data'!I149=\"--\",\"*\",'4. Summary Amb. Data'!I149)","v":"*"},{"$f":"IF(G144=\"Yes\",IF(B144=\"n\",($F144+$H144*($L$3-1))/$L$3,($F144+$H144*($L$2-1))/$L$2),\"--\")","v":"--"},{"$f":"IF($H$6=\"Salt\", \"--\",O144)","v":5.0000000000000004E-6},{"$f":"P144","v":5.0000000000000004E-6},{"$f":"IF(OR($G144=\"Data\",$G144=\"--\",$G144=\"No\"), \"--\",IF(OR($F144<J144,$I144<J144),\"NO\",IF(OR($C144<10,O144<('Parameter Information'!H150/10)),\"RPA SME\",\"YES\")))","v":"--"},{"$f":"IF(OR($G144=\"Data\",$G144=\"--\",$G144=\"No\"), \"--\",IF(OR($F144<K144,$I144<K144),\"NO\",IF(OR(C144<10,P144<(('Parameter Information'!H150/10))),\"RPA SME\",\"YES\")))","v":"--"},null,5.0000000000000004E-6,5.0000000000000004E-6,null,{"$f":"(1-$L$4)^(1/C144)","v":{"$error":"#VALUE!"}},{"$f":"IF(ISNUMBER(E144),LN(E144^2+1)^0.5,\"Need CV\")","v":"Need CV"},{"$f":"EXP(NORMSINV($L$5)*S144-0.5*(S144^2))/EXP(NORMSINV(R144)*S144-0.5*(S144^2))","v":{"$error":"#VALUE!"}}]
["BHC-Technical","y",{"$f":"'2. Summary Eff Data'!P151","v":"--"},{"$f":"IF(B145=\"n\",'2. Summary Eff Data'!Q151,IF(B145=\"y\",'2. Summary Eff Data'!S151,\"--\"))","v":"--"},{"$f":"'2. Summary Eff Data'!T151","v":"--"},{"$f":"IF(OR(ISNUMBER(D145)=FALSE,ISNUMBER(T145)=FALSE),\"--\",D145*T145)","v":"--"},"--",{"$f":"IF('4. Summary Amb. Data'!I150=\"--\",\"*\",'4. Summary Amb. Data'!I150)","v":"*"},"--",1.4E-3,1.5E-3,{"$f":"IF(OR($G145=\"Data\",$G145=\"--\",$G145=\"No\"), \"--\",IF(OR($F145<J145,$I145<J145),\"NO\",IF(OR($C145<10,O145<('Parameter Information'!H151/10)),\"RPA SME\",\"YES\")))","v":"--"},{"$f":"IF(OR($G145=\"Data\",$G145=\"--\",$G145=\"No\"), \"--\",IF(OR($F145<K145,$I145<K145),\"NO\",IF(OR(C145<10,P145<(('Parameter Information'!H151/10))),\"RPA SME\",\"YES\")))","v":"--"},null,1.4E-3,1.5E-3,null,{"$f":"(1-$L$4)^(1/C145)","v":{"$error":"#VALUE!"}},{"$f":"IF(ISNUMBER(E145),LN(E145^2+1)^0.5,\"Need CV\")","v":"Need CV"},{"$f":"EXP(NORMSINV($L$5)*S145-0.5*(S145^2))/EXP(NORMSINV(R145)*S145-0.5*(S145^2))","v":{"$error":"#VALUE!"}}]
["BHC-alpha","y",{"$f":"'2. Summary Eff Data'!P152","v":"--"},{"$f":"IF(B146=\"n\",'2. Summary Eff Data'!Q152,IF(B146=\"y\",'2. Summary Eff Data'!S152,\"--\"))","v":"--"},{"$f":"'2. Summary Eff Data'!T152","v":"--"},{"$f":"IF(OR(ISNUMBER(D146)=FALSE,ISNUMBER(T146)=FALSE),\"--\",D146*T146)","v":"--"},"--",{"$f":"IF('4. Summary Amb. Data'!I151=\"--\",\"*\",'4. Summary Amb. Data'!I151)","v":"*"},"--",4.4999999999999999E-4,4.8999999999999998E-4,{"$f":"IF(OR($G146=\"Data\",$G146=\"--\",$G146=\"No\"), \"--\",IF(OR($F146<J146,$I146<J146),\"NO\",IF(OR($C146<10,O146<('Parameter Information'!H152/10)),\"RPA SME\",\"YES\")))","v":"--"},{"$f":"IF(OR($G146=\"Data\",$G146=\"--\",$G146=\"No\"), \"--\",IF(OR($F146<K146,$I146<K146),\"NO\",IF(OR(C146<10,P146<(('Parameter Information'!H152/10))),\"RPA SME\",\"YES\")))","v":"--"},null,4.4999999999999999E-4,4.8999999999999998E-4,null,{"$f":"(1-$L$4)^(1/C146)","v":{"$error":"#VALUE!"}},{"$f":"IF(ISNUMBER(E146),LN(E146^2+1)^0.5,\"Need CV\")","v":"Need CV"},{"$f":"EXP(NORMSINV($L$5)*S146-0.5*(S146^2))/EXP(NORMSINV(R146)*S146-0.5*(S146^2))","v":{"$error":"#VALUE!"}}]
["BHC-beta","y",{"$f":"'2. Summary Eff Data'!P153","v":"--"},{"$f":"IF(B147=\"n\",'2. Summary Eff Data'!Q153,IF(B147=\"y\",'2. Summary Eff Data'!S153,\"--\"))","v":"--"},{"$f":"'2. Summary Eff Data'!T153","v":"--"},{"$f":"IF(OR(ISNUMBER(D147)=FALSE,ISNUMBER(T147)=FALSE),\"--\",D147*T147)","v":"--"},"--",{"$f":"IF('4. Summary Amb. Data'!I152=\"--\",\"*\",'4. Summary Amb. Data'!I152)","v":"*"},"--",1.6000000000000001E-3,1.6999999999999999E-3,{"$f":"IF(OR($G147=\"Data\",$G147=\"--\",$G147=\"No\"), \"--\",IF(OR($F147<J147,$I147<J147),\"NO\",IF(OR($C147<10,O147<('Parameter Information'!H153/10)),\"RPA SME\",\"YES\")))","v":"--"},{"$f":"IF(OR($G147=\"Data\",$G147=\"--\",$G147=\"No\"), \"--\",IF(OR($F147<K147,$I147<K147),\"NO\",IF(OR(C147<10,P147<(('Parameter Information'!H153/10))),\"RPA SME\",\"YES\")))","v":"--"},null,1.6000000000000001E-3,1.6999999999999999E-3,null,{"$f":"(1-$L$4)^(1/C147)","v":{"$error":"#VALUE!"}},{"$f":"IF(ISNUMBER(E147),LN(E147^2+1)^0.5,\"Need CV\")","v":"Need CV"},{"$f":"EXP(NORMSINV($L$5)*S147-0.5*(S147^2))/EXP(NORMSINV(R147)*S147-0.5*(S147^2))","v":{"$error":"#VALUE!"}}]
["BHC-delta",null,null,null,null,null,"Yes",{"$f":"IF('4. Summary Amb. Data'!I153=\"--\",\"*\",'4. Summary Amb. Data'!I153)","v":"*"},{"$error":"#VALUE!"},0,null,{"$f":"IF(OR($G148=\"Data\",$G148=\"--\",$G148=\"No\"), \"--\",IF(OR($F148<J148,$I148<J148),\"NO\",IF(OR($C148<10,O148<('Parameter Information'!H154/10)),\"RPA SME\",\"YES\")))","v":{"$error":"#VALUE!"}},{"$f":"IF(OR($G148=\"Data\",$G148=\"--\",$G148=\"No\"), \"--\",IF(OR($F148<K148,$I148<K148),\"NO\",IF(OR(C148<10,P148<(('Parameter Information'!H154/10))),\"RPA SME\",\"YES\")))","v":{"$error":"#VALUE!"}}]
["BHC-gamma (Lindane)","n",{"$f":"'2. Summary Eff Data'!P155","v":"--"},{"$f":"IF(B149=\"n\",'2. Summary Eff Data'!Q155,IF(B149=\"y\",'2. Summary Eff Data'!S155,\"--\"))","v":"--"},{"$f":"'2. Summary Eff Data'!T155","v":"--"},{"$f":"IF(OR(ISNUMBER(D149)=FALSE,ISNUMBER(T149)=FALSE),\"--\",D149*T149)","v":"--"},"--",{"$f":"IF('4. Summary Amb. Data'!I154=\"--\",\"*\",'4. Summary Amb. Data'!I154)","v":"*"},"--",0.17,{"$f":"P149","v":0.18},{"$f":"IF(OR($G149=\"Data\",$G149=\"--\",$G149=\"No\"), \"--\",IF(OR($F149<J149,$I149<J149),\"NO\",IF(OR($C149<10,O149<('Parameter Information'!H155/10)),\"RPA SME\",\"YES\")))","v":"--"},{"$f":"IF(OR($G149=\"Data\",$G149=\"--\",$G149=\"No\"), \"--\",IF(OR($F149<K149,$I149<K149),\"NO\",IF(OR(C149<10,P149<(('Parameter Information'!H155/10))),\"RPA SME\",\"YES\")))","v":"--"},null,0.17,0.18,null,{"$f":"(1-$L$4)^(1/C149)","v":{"$error":"#VALUE!"}},{"$f":"IF(ISNUMBER(E149),LN(E149^2+1)^0.5,\"Need CV\")","v":"Need CV"},{"$f":"EXP(NORMSINV($L$5)*S149-0.5*(S149^2))/EXP(NORMSINV(R149)*S149-0.5*(S149^2))","v":{"$error":"#VALUE!"}}]
["Chlordane","y",{"$f":"'2. Summary Eff Data'!P156","v":"--"},{"$f":"IF(B150=\"n\",'2. Summary Eff Data'!Q156,IF(B150=\"y\",'2. Summary Eff Data'!S156,\"--\"))","v":"--"},{"$f":"'2. Summary Eff Data'!T156","v":"--"},{"$f":"IF(OR(ISNUMBER(D150)=FALSE,ISNUMBER(T150)=FALSE),\"--\",D150*T150)","v":"--"},"--",{"$f":"IF('4. Summary Amb. Data'!I155=\"--\",\"*\",'4. Summary Amb. Data'!I155)","v":"*"},"--",8.1000000000000004E-5,8.1000000000000004E-5,{"$f":"IF(OR($G150=\"Data\",$G150=\"--\",$G150=\"No\"), \"--\",IF(OR($F150<J150,$I150<J150),\"NO\",IF(OR($C150<10,O150<('Parameter Information'!H156/10)),\"RPA SME\",\"YES\")))","v":"--"},{"$f":"IF(OR($G150=\"Data\",$G150=\"--\",$G150=\"No\"), \"--\",IF(OR($F150<K150,$I150<K150),\"NO\",IF(OR(C150<10,P150<(('Parameter Information'!H156/10))),\"RPA SME\",\"YES\")))","v":"--"},null,8.1000000000000004E-5,8.1000000000000004E-5,null,{"$f":"(1-$L$4)^(1/C150)","v":{"$error":"#VALUE!"}},{"$f":"IF(ISNUMBER(E150),LN(E150^2+1)^0.5,\"Need CV\")","v":"Need CV"},{"$f":"EXP(NORMSINV($L$5)*S150-0.5*(S150^2))/EXP(NORMSINV(R150)*S150-0.5*(S150^2))","v":{"$error":"#VALUE!"}}]
["Chloropyrifos",null,null,null,null,null,"Yes",{"$f":"IF('4. Summary Amb. Data'!I156=\"--\",\"*\",'4. Summary Amb. Data'!I156)","v":"*"},{"$error":"#VALUE!"},0,null,{"$f":"IF(OR($G151=\"Data\",$G151=\"--\",$G151=\"No\"), \"--\",IF(OR($F151<J151,$I151<J151),\"NO\",IF(OR($C151<10,O151<('Parameter Information'!H157/10)),\"RPA SME\",\"YES\")))","v":{"$error":"#VALUE!"}},{"$f":"IF(OR($G151=\"Data\",$G151=\"--\",$G151=\"No\"), \"--\",IF(OR($F151<K151,$I151<K151),\"NO\",IF(OR(C151<10,P151<(('Parameter Information'!H157/10))),\"RPA SME\",\"YES\")))","v":{"$error":"#VALUE!"}}]
["Demeton",null,null,null,null,null,"Yes",{"$f":"IF('4. Summary Amb. Data'!I157=\"--\",\"*\",'4. Summary Amb. Data'!I157)","v":"*"},{"$error":"#VALUE!"},0,null,{"$f":"IF(OR($G152=\"Data\",$G152=\"--\",$G152=\"No\"), \"--\",IF(OR($F152<J152,$I152<J152),\"NO\",IF(OR($C152<10,O152<('Parameter Information'!H158/10)),\"RPA SME\",\"YES\")))","v":{"$error":"#VALUE!"}},{"$f":"IF(OR($G152=\"Data\",$G152=\"--\",$G152=\"No\"), \"--\",IF(OR($F152<K152,$I152<K152),\"NO\",IF(OR(C152<10,P152<(('Parameter Information'!H158/10))),\"RPA SME\",\"YES\")))","v":{"$error":"#VALUE!"}}]
["DDD 4,4'","y",{"$f":"'2. Summary Eff Data'!P159","v":"--"},{"$f":"IF(B153=\"n\",'2. Summary Eff Data'!Q159,IF(B153=\"y\",'2. Summary Eff Data'!S159,\"--\"))","v":"--"},{"$f":"'2. Summary Eff Data'!T159","v":"--"},{"$f":"IF(OR(ISNUMBER(D153)=FALSE,ISNUMBER(T153)=FALSE),\"--\",D153*T153)","v":"--"},"--",{"$f":"IF('4. Summary Amb. Data'!I158=\"--\",\"*\",'4. Summary Amb. Data'!I158)","v":"*"},"--",3.1000000000000001E-5,{"$f":"P153","v":3.1000000000000001E-5},{"$f":"IF(OR($G153=\"Data\",$G153=\"--\",$G153=\"No\"), \"--\",IF(OR($F153<J153,$I153<J153),\"NO\",IF(OR($C153<10,O153<('Parameter Information'!H159/10)),\"RPA SME\",\"YES\")))","v":"--"},{"$f":"IF(OR($G153=\"Data\",$G153=\"--\",$G153=\"No\"), \"--\",IF(OR($F153<K153,$I153<K153),\"NO\",IF(OR(C153<10,P153<(('Parameter Information'!H159/10))),\"RPA SME\",\"YES\")))","v":"--"},null,3.1000000000000001E-5,3.1000000000000001E-5,null,{"$f":"(1-$L$4)^(1/C153)","v":{"$error":"#VALUE!"}},{"$f":"IF(ISNUMBER(E153),LN(E153^2+1)^0.5,\"Need CV\")","v":"Need CV"},{"$f":"EXP(NORMSINV($L$5)*S153-0.5*(S153^2))/EXP(NORMSINV(R153)*S153-0.5*(S153^2))","v":{"$error":"#VALUE!"}}]
["DDE 4,4'","y",{"$f":"'2. Summary Eff Data'!P160","v":"--"},{"$f":"IF(B154=\"n\",'2. Summary Eff Data'!Q160,IF(B154=\"y\",'2. Summary Eff Data'!S160,\"--\"))","v":"--"},{"$f":"'2. Summary Eff Data'!T160","v":"--"},"--","--",{"$f":"IF('4. Summary Amb. Data'!I159=\"--\",\"*\",'4. Summary Amb. Data'!I159)","v":"*"},"--",2.1999999999999999E-5,2.1999999999999999E-5,{"$f":"IF(OR($G154=\"Data\",$G154=\"--\",$G154=\"No\"), \"--\",IF(OR($F154<J154,$I154<J154),\"NO\",IF(OR($C154<10,O154<('Parameter Information'!H160/10)),\"RPA SME\",\"YES\")))","v":"--"},{"$f":"IF(OR($G154=\"Data\",$G154=\"--\",$G154=\"No\"), \"--\",IF(OR($F154<K154,$I154<K154),\"NO\",IF(OR(C154<10,P154<(('Parameter Information'!H160/10))),\"RPA SME\",\"YES\")))","v":"--"},null,2.1999999999999999E-5,2.1999999999999999E-5,null,{"$error":"#VALUE!"},"Need CV",{"$error":"#VALUE!"}]
["DDT 4,4'","y",{"$f":"'2. Summary Eff Data'!P161","v":"--"},{"$f":"IF(B155=\"n\",'2. Summary Eff Data'!Q161,IF(B155=\"y\",'2. Summary Eff Data'!S161,\"--\"))","v":"--"},{"$f":"'2. Summary Eff Data'!T161","v":"--"},"--","--",{"$f":"IF('4. Summary Amb. Data'!I160=\"--\",\"*\",'4. Summary Amb. Data'!I160)","v":"*"},"--",2.1999999999999999E-5,2.1999999999999999E-5,{"$f":"IF(OR($G155=\"Data\",$G155=\"--\",$G155=\"No\"), \"--\",IF(OR($F155<J155,$I155<J155),\"NO\",IF(OR($C155<10,O155<('Parameter Information'!H161/10)),\"RPA SME\",\"YES\")))","v":"--"},{"$f":"IF(OR($G155=\"Data\",$G155=\"--\",$G155=\"No\"), \"--\",IF(OR($F155<K155,$I155<K155),\"NO\",IF(OR(C155<10,P155<(('Parameter Information'!H161/10))),\"RPA SME\",\"YES\")))","v":"--"},null,2.1999999999999999E-5,2.1999999999999999E-5,null,{"$error":"#VALUE!"},"Need CV",{"$error":"#VALUE!"}]
["Dieldrin","y",{"$f":"'2. Summary Eff Data'!P162","v":"--"},{"$f":"IF(B156=\"n\",'2. Summary Eff Data'!Q162,IF(B156=\"y\",'2. Summary Eff Data'!S162,\"--\"))","v":"--"},{"$f":"'2. Summary Eff Data'!T162","v":"--"},"--","--",{"$f":"IF('4. Summary Amb. Data'!I161=\"--\",\"*\",'4. Summary Amb. Data'!I161)","v":"*"},"--",5.3000000000000001E-6,5.4E-6,{"$f":"IF(OR($G156=\"Data\",$G156=\"--\",$G156=\"No\"), \"--\",IF(OR($F156<J156,$I156<J156),\"NO\",IF(OR($C156<10,O156<('Parameter Information'!H162/10)),\"RPA SME\",\"YES\")))","v":"--"},{"$f":"IF(OR($G156=\"Data\",$G156=\"--\",$G156=\"No\"), \"--\",IF(OR($F156<K156,$I156<K156),\"NO\",IF(OR(C156<10,P156<(('Parameter Information'!H162/10))),\"RPA SME\",\"YES\")))","v":"--"},null,5.3000000000000001E-6,5.4E-6,null,{"$error":"#VALUE!"},"Need CV",{"$error":"#VALUE!"}]
["Endosulfan alpha","n",{"$f":"'2. Summary Eff Data'!P163","v":"--"},{"$f":"IF(B157=\"n\",'2. Summary Eff Data'!Q163,IF(B157=\"y\",'2. Summary Eff Data'!S163,\"--\"))","v":"--"},{"$f":"'2. Summary Eff Data'!T163","v":"--"},"--","--",{"$f":"IF('4. Summary Amb. Data'!I162=\"--\",\"*\",'4. Summary Amb. Data'!I162)","v":"*"},"--",8.5,8.9,{"$f":"IF(OR($G157=\"Data\",$G157=\"--\",$G157=\"No\"), \"--\",IF(OR($F157<J157,$I157<J157),\"NO\",IF(OR($C157<10,O157<('Parameter Information'!H163/10)),\"RPA SME\",\"YES\")))","v":"--"},{"$f":"IF(OR($G157=\"Data\",$G157=\"--\",$G157=\"No\"), \"--\",IF(OR($F157<K157,$I157<K157),\"NO\",IF(OR(C157<10,P157<(('Parameter Information'!H163/10))),\"RPA SME\",\"YES\")))","v":"--"},null,8.5,8.9,null,{"$error":"#VALUE!"},"Need CV",{"$error":"#VALUE!"}]
["Endosulfan beta","n",{"$f":"'2. Summary Eff Data'!P164","v":"--"},{"$f":"IF(B158=\"n\",'2. Summary Eff Data'!Q164,IF(B158=\"y\",'2. Summary Eff Data'!S164,\"--\"))","v":"--"},{"$f":"'2. Summary Eff Data'!T164","v":"--"},"--","--",{"$f":"IF('4. Summary Amb. Data'!I163=\"--\",\"*\",'4. Summary Amb. Data'!I163)","v":"*"},"--",8.5,8.9,{"$f":"IF(OR($G158=\"Data\",$G158=\"--\",$G158=\"No\"), \"--\",IF(OR($F158<J158,$I158<J158),\"NO\",IF(OR($C158<10,O158<('Parameter Information'!H164/10)),\"RPA SME\",\"YES\")))","v":"--"},{"$f":"IF(OR($G158=\"Data\",$G158=\"--\",$G158=\"No\"), \"--\",IF(OR($F158<K158,$I158<K158),\"NO\",IF(OR(C158<10,P158<(('Parameter Information'!H164/10))),\"RPA SME\",\"YES\")))","v":"--"},null,8.5,8.9,null,{"$error":"#VALUE!"},"Need CV",{"$error":"#VALUE!"}]
["Endosulfan Sulfate","n",{"$f":"'2. Summary Eff Data'!P165","v":"--"},{"$f":"IF(B159=\"n\",'2. Summary Eff Data'!Q165,IF(B159=\"y\",'2. Summary Eff Data'!S165,\"--\"))","v":"--"},{"$f":"'2. Summary Eff Data'!T165","v":"--"},"--","--",{"$f":"IF('4. Summary Amb. Data'!I164=\"--\",\"*\",'4. Summary Amb. Data'!I164)","v":"*"},"--",8.5,8.9,{"$f":"IF(OR($G159=\"Data\",$G159=\"--\",$G159=\"No\"), \"--\",IF(OR($F159<J159,$I159<J159),\"NO\",IF(OR($C159<10,O159<('Parameter Information'!H165/10)),\"RPA SME\",\"YES\")))","v":"--"},{"$f":"IF(OR($G159=\"Data\",$G159=\"--\",$G159=\"No\"), \"--\",IF(OR($F159<K159,$I159<K159),\"NO\",IF(OR(C159<10,P159<(('Parameter Information'!H165/10))),\"RPA SME\",\"YES\")))","v":"--"},null,8.5,8.9,null,{"$error":"#VALUE!"},"Need CV",{"$error":"#VALUE!"}]
["Endosulfan",null,null,null,null,null,"Yes",{"$f":"IF('4. Summary Amb. Data'!I165=\"--\",\"*\",'4. Summary Amb. Data'!I165)","v":"*"},{"$error":"#VALUE!"},0,null,{"$f":"IF(OR($G160=\"Data\",$G160=\"--\",$G160=\"No\"), \"--\",IF(OR($F160<J160,$I160<J160),\"NO\",IF(OR($C160<10,O160<('Parameter Information'!H166/10)),\"RPA SME\",\"YES\")))","v":{"$error":"#VALUE!"}},{"$f":"IF(OR($G160=\"Data\",$G160=\"--\",$G160=\"No\"), \"--\",IF(OR($F160<K160,$I160<K160),\"NO\",IF(OR(C160<10,P160<(('Parameter Information'!H166/10))),\"RPA SME\",\"YES\")))","v":{"$error":"#VALUE!"}}]
["Endrin","n",{"$f":"'2. Summary Eff Data'!P167","v":"--"},{"$f":"IF(B161=\"n\",'2. Summary Eff Data'!Q167,IF(B161=\"y\",'2. Summary Eff Data'!S167,\"--\"))","v":"--"},{"$f":"'2. Summary Eff Data'!T167","v":"--"},{"$f":"IF(OR(ISNUMBER(D161)=FALSE,ISNUMBER(T161)=FALSE),\"--\",D161*T161)","v":"--"},"--",{"$f":"IF('4. Summary Amb. Data'!I166=\"--\",\"*\",'4. Summary Amb. Data'!I166)","v":"*"},"--",2.4E-2,{"$f":"P161","v":2.4E-2},{"$f":"IF(OR($G161=\"Data\",$G161=\"--\",$G161=\"No\"), \"--\",IF(OR($F161<J161,$I161<J161),\"NO\",IF(OR($C161<10,O161<('Parameter Information'!H167/10)),\"RPA SME\",\"YES\")))","v":"--"},{"$f":"IF(OR($G161=\"Data\",$G161=\"--\",$G161=\"No\"), \"--\",IF(OR($F161<K161,$I161<K161),\"NO\",IF(OR(C161<10,P161<(('Parameter Information'!H167/10))),\"RPA SME\",\"YES\")))","v":"--"},null,2.4E-2,2.4E-2,null,{"$f":"(1-$L$4)^(1/C161)","v":{"$error":"#VALUE!"}},{"$f":"IF(ISNUMBER(E161),LN(E161^2+1)^0.5,\"Need CV\")","v":"Need CV"},{"$f":"EXP(NORMSINV($L$5)*S161-0.5*(S161^2))/EXP(NORMSINV(R161)*S161-0.5*(S161^2))","v":{"$error":"#VALUE!"}}]
["Endrin Aldehyde","n",{"$f":"'2. Summary Eff Data'!P168","v":"--"},{"$f":"IF(B162=\"n\",'2. Summary Eff Data'!Q168,IF(B162=\"y\",'2. Summary Eff Data'!S168,\"--\"))","v":"--"},{"$f":"'2. Summary Eff Data'!T168","v":"--"},{"$f":"IF(OR(ISNUMBER(D162)=FALSE,ISNUMBER(T162)=FALSE),\"--\",D162*T162)","v":"--"},"--",{"$f":"IF('4. Summary Amb. Data'!I167=\"--\",\"*\",'4. Summary Amb. Data'!I167)","v":"*"},"--",0.03,0.03,{"$f":"IF(OR($G162=\"Data\",$G162=\"--\",$G162=\"No\"), \"--\",IF(OR($F162<J162,$I162<J162),\"NO\",IF(OR($C162<10,O162<('Parameter Information'!H168/10)),\"RPA SME\",\"YES\")))","v":"--"},{"$f":"IF(OR($G162=\"Data\",$G162=\"--\",$G162=\"No\"), \"--\",IF(OR($F162<K162,$I162<K162),\"NO\",IF(OR(C162<10,P162<(('Parameter Information'!H168/10))),\"RPA SME\",\"YES\")))","v":"--"},null,0.03,0.03,null,{"$f":"(1-$L$4)^(1/C162)","v":{"$error":"#VALUE!"}},{"$f":"IF(ISNUMBER(E162),LN(E162^2+1)^0.5,\"Need CV\")","v":"Need CV"},{"$f":"EXP(NORMSINV($L$5)*S162-0.5*(S162^2))/EXP(NORMSINV(R162)*S162-0.5*(S162^2))","v":{"$error":"#VALUE!"}}]
["Guthion",null,null,null,null,null,"Yes",{"$f":"IF('4. Summary Amb. Data'!I168=\"--\",\"*\",'4. Summary Amb. Data'!I168)","v":"*"},{"$error":"#VALUE!"},0,null,{"$f":"IF(OR($G163=\"Data\",$G163=\"--\",$G163=\"No\"), \"--\",IF(OR($F163<J163,$I163<J163),\"NO\",IF(OR($C163<10,O163<('Parameter Information'!H169/10)),\"RPA SME\",\"YES\")))","v":{"$error":"#VALUE!"}},{"$f":"IF(OR($G163=\"Data\",$G163=\"--\",$G163=\"No\"), \"--\",IF(OR($F163<K163,$I163<K163),\"NO\",IF(OR(C163<10,P163<(('Parameter Information'!H169/10))),\"RPA SME\",\"YES\")))","v":{"$error":"#VALUE!"}}]
["Heptachlor","y",{"$f":"'2. Summary Eff Data'!P170","v":"--"},{"$f":"IF(B164=\"n\",'2. Summary Eff Data'!Q170,IF(B164=\"y\",'2. Summary Eff Data'!S170,\"--\"))","v":"--"},{"$f":"'2. Summary Eff Data'!T170","v":"--"},{"$f":"IF(OR(ISNUMBER(D164)=FALSE,ISNUMBER(T164)=FALSE),\"--\",D164*T164)","v":"--"},"--",{"$f":"IF('4. Summary Amb. Data'!I169=\"--\",\"*\",'4. Summary Amb. Data'!I169)","v":"*"},"--",7.9000000000000006E-6,{"$f":"P164","v":7.9000000000000006E-6},{"$f":"IF(OR($G164=\"Data\",$G164=\"--\",$G164=\"No\"), \"--\",IF(OR($F164<J164,$I164<J164),\"NO\",IF(OR($C164<10,O164<('Parameter Information'!H170/10)),\"RPA SME\",\"YES\")))","v":"--"},{"$f":"IF(OR($G164=\"Data\",$G164=\"--\",$G164=\"No\"), \"--\",IF(OR($F164<K164,$I164<K164),\"NO\",IF(OR(C164<10,P164<(('Parameter Information'!H170/10))),\"RPA SME\",\"YES\")))","v":"--"},null,7.9000000000000006E-6,7.9000000000000006E-6,null,{"$f":"(1-$L$4)^(1/C164)","v":{"$error":"#VALUE!"}},{"$f":"IF(ISNUMBER(E164),LN(E164^2+1)^0.5,\"Need CV\")","v":"Need CV"},{"$f":"EXP(NORMSINV($L$5)*S164-0.5*(S164^2))/EXP(NORMSINV(R164)*S164-0.5*(S164^2))","v":{"$error":"#VALUE!"}}]
["Heptachlor Epoxide","y",{"$f":"'2. Summary Eff Data'!P171","v":"--"},{"$f":"IF(B165=\"n\",'2. Summary Eff Data'!Q171,IF(B165=\"y\",'2. Summary Eff Data'!S171,\"--\"))","v":"--"},{"$f":"'2. Summary Eff Data'!T171","v":"--"},{"$f":"IF(OR(ISNUMBER(D165)=FALSE,ISNUMBER(T165)=FALSE),\"--\",D165*T165)","v":"--"},"--",{"$f":"IF('4. Summary Amb. Data'!I170=\"--\",\"*\",'4. Summary Amb. Data'!I170)","v":"*"},"--",3.8999999999999999E-6,3.8999999999999999E-6,{"$f":"IF(OR($G165=\"Data\",$G165=\"--\",$G165=\"No\"), \"--\",IF(OR($F165<J165,$I165<J165),\"NO\",IF(OR($C165<10,O165<('Parameter Information'!H171/10)),\"RPA SME\",\"YES\")))","v":"--"},{"$f":"IF(OR($G165=\"Data\",$G165=\"--\",$G165=\"No\"), \"--\",IF(OR($F165<K165,$I165<K165),\"NO\",IF(OR(C165<10,P165<(('Parameter Information'!H171/10))),\"RPA SME\",\"YES\")))","v":"--"},null,3.8999999999999999E-6,3.8999999999999999E-6,null,{"$f":"(1-$L$4)^(1/C165)","v":{"$error":"#VALUE!"}},{"$f":"IF(ISNUMBER(E165),LN(E165^2+1)^0.5,\"Need CV\")","v":"Need CV"},{"$f":"EXP(NORMSINV($L$5)*S165-0.5*(S165^2))/EXP(NORMSINV(R165)*S165-0.5*(S165^2))","v":{"$error":"#VALUE!"}}]
["Malathion",null,null,null,null,null,"Yes",{"$f":"IF('4. Summary Amb. Data'!I171=\"--\",\"*\",'4. Summary Amb. Data'!I171)","v":"*"},{"$error":"#VALUE!"},0,null,{"$f":"IF(OR($G166=\"Data\",$G166=\"--\",$G166=\"No\"), \"--\",IF(OR($F166<J166,$I166<J166),\"NO\",IF(OR($C166<10,O166<('Parameter Information'!H172/10)),\"RPA SME\",\"YES\")))","v":{"$error":"#VALUE!"}},{"$f":"IF(OR($G166=\"Data\",$G166=\"--\",$G166=\"No\"), \"--\",IF(OR($F166<K166,$I166<K166),\"NO\",IF(OR(C166<10,P166<(('Parameter Information'!H172/10))),\"RPA SME\",\"YES\")))","v":{"$error":"#VALUE!"}}]
["Methoxychlor","n",{"$f":"'2. Summary Eff Data'!P173","v":"--"},{"$f":"IF(B167=\"n\",'2. Summary Eff Data'!Q173,IF(B167=\"y\",'2. Summary Eff Data'!S173,\"--\"))","v":"--"},{"$f":"'2. Summary Eff Data'!T173","v":"--"},{"$f":"IF(OR(ISNUMBER(D167)=FALSE,ISNUMBER(T167)=FALSE),\"--\",D167*T167)","v":"--"},"--",{"$f":"IF('4. Summary Amb. Data'!I172=\"--\",\"*\",'4. Summary Amb. Data'!I172)","v":"*"},"--",100,{"$f":"P167","v":"na"},{"$f":"IF(OR($G167=\"Data\",$G167=\"--\",$G167=\"No\"), \"--\",IF(OR($F167<J167,$I167<J167),\"NO\",IF(OR($C167<10,O167<('Parameter Information'!H173/10)),\"RPA SME\",\"YES\")))","v":"--"},{"$f":"IF(OR($G167=\"Data\",$G167=\"--\",$G167=\"No\"), \"--\",IF(OR($F167<K167,$I167<K167),\"NO\",IF(OR(C167<10,P167<(('Parameter Information'!H173/10))),\"RPA SME\",\"YES\")))","v":"--"},null,100,"na",null,{"$f":"(1-$L$4)^(1/C167)","v":{"$error":"#VALUE!"}},{"$f":"IF(ISNUMBER(E167),LN(E167^2+1)^0.5,\"Need CV\")","v":"Need CV"},{"$f":"EXP(NORMSINV($L$5)*S167-0.5*(S167^2))/EXP(NORMSINV(R167)*S167-0.5*(S167^2))","v":{"$error":"#VALUE!"}}]
["Mirex",null,null,null,null,null,"Yes",{"$f":"IF('4. Summary Amb. Data'!I173=\"--\",\"*\",'4. Summary Amb. Data'!I173)","v":"*"},{"$error":"#VALUE!"},0,null,{"$f":"IF(OR($G168=\"Data\",$G168=\"--\",$G168=\"No\"), \"--\",IF(OR($F168<J168,$I168<J168),\"NO\",IF(OR($C168<10,O168<('Parameter Information'!H174/10)),\"RPA SME\",\"YES\")))","v":{"$error":"#VALUE!"}},{"$f":"IF(OR($G168=\"Data\",$G168=\"--\",$G168=\"No\"), \"--\",IF(OR($F168<K168,$I168<K168),\"NO\",IF(OR(C168<10,P168<(('Parameter Information'!H174/10))),\"RPA SME\",\"YES\")))","v":{"$error":"#VALUE!"}}]
["Parathion",null,null,null,null,null,"Yes",{"$f":"IF('4. Summary Amb. Data'!I174=\"--\",\"*\",'4. Summary Amb. Data'!I174)","v":"*"},{"$error":"#VALUE!"},0,null,{"$f":"IF(OR($G169=\"Data\",$G169=\"--\",$G169=\"No\"), \"--\",IF(OR($F169<J169,$I169<J169),\"NO\",IF(OR($C169<10,O169<('Parameter Information'!H175/10)),\"RPA SME\",\"YES\")))","v":{"$error":"#VALUE!"}},{"$f":"IF(OR($G169=\"Data\",$G169=\"--\",$G169=\"No\"), \"--\",IF(OR($F169<K169,$I169<K169),\"NO\",IF(OR(C169<10,P169<(('Parameter Information'!H175/10))),\"RPA SME\",\"YES\")))","v":{"$error":"#VALUE!"}}]
["Toxaphene","y",{"$f":"'2. Summary Eff Data'!P176","v":"--"},{"$f":"IF(B170=\"n\",'2. Summary Eff Data'!Q176,IF(B170=\"y\",'2. Summary Eff Data'!S176,\"--\"))","v":"--"},{"$f":"'2. Summary Eff Data'!T176","v":"--"},{"$f":"IF(OR(ISNUMBER(D170)=FALSE,ISNUMBER(T170)=FALSE),\"--\",D170*T170)","v":"--"},"--",{"$f":"IF('4. Summary Amb. Data'!I175=\"--\",\"*\",'4. Summary Amb. Data'!I175)","v":"*"},"--",2.8E-5,{"$f":"P170","v":2.8E-5},{"$f":"IF(OR($G170=\"Data\",$G170=\"--\",$G170=\"No\"), \"--\",IF(OR($F170<J170,$I170<J170),\"NO\",IF(OR($C170<10,O170<('Parameter Information'!H176/10)),\"RPA SME\",\"YES\")))","v":"--"},{"$f":"IF(OR($G170=\"Data\",$G170=\"--\",$G170=\"No\"), \"--\",IF(OR($F170<K170,$I170<K170),\"NO\",IF(OR(C170<10,P170<(('Parameter Information'!H176/10))),\"RPA SME\",\"YES\")))","v":"--"},null,2.8E-5,2.8E-5,null,{"$f":"(1-$L$4)^(1/C170)","v":{"$error":"#VALUE!"}},{"$f":"IF(ISNUMBER(E170),LN(E170^2+1)^0.5,\"Need CV\")","v":"Need CV"},{"$f":"EXP(NORMSINV($L$5)*S170-0.5*(S170^2))/EXP(NORMSINV(R170)*S170-0.5*(S170^2))","v":{"$error":"#VALUE!"}}]
["Total PCBs (Sum of PCB Aroclors)","y",{"$f":"IF(AND('2. Summary Eff Data'!$Q178=\"--\",'2. Summary Eff Data'!$Q179=\"--\",'2. Summary Eff Data'!$Q180=\"--\",'2. Summary Eff Data'!$Q181=\"--\",'2. Summary Eff Data'!$Q182=\"--\",'2. Summary Eff Data'!$Q183=\"--\",'2. Summary Eff Data'!$Q184=\"--\"),\"--\",MAX('2. Summary Eff Data'!P178:P184))","v":"--"},{"$f":"IF(AND('2. Summary Eff Data'!$Q178=\"--\",'2. Summary Eff Data'!$Q179=\"--\",'2. Summary Eff Data'!$Q180=\"--\",'2. Summary Eff Data'!$Q181=\"--\",'2. Summary Eff Data'!$Q182=\"--\",'2. Summary Eff Data'!$Q183=\"--\",'2. Summary Eff Data'!$Q184=\"--\"),\"--\",MAX('2. Summary Eff Data'!S178:S184))","v":"--"},{"$f":"IF(AND('2. Summary Eff Data'!$Q178=\"--\",'2. Summary Eff Data'!$Q179=\"--\",'2. Summary Eff Data'!$Q180=\"--\",'2. Summary Eff Data'!$Q181=\"--\",'2. Summary Eff Data'!$Q182=\"--\",'2. Summary Eff Data'!$Q183=\"--\",'2. Summary Eff Data'!$Q184=\"--\"),\"--\",MAX('2. Summary Eff Data'!T178:T184))","v":"--"},{"$f":"IF(OR(ISNUMBER(D171)=FALSE,ISNUMBER(T171)=FALSE),\"--\",D171*T171)","v":"--"},{"$f":"IF(OR(C171=\"--\", D171=\"--\"),\"--\",IF(OR(F171>=J171, F171>=K171),\"Yes\",\"No\"))","v":"--"},{"$f":"IF('4. Summary Amb. Data'!I176=\"--\",\"*\",'4. Summary Amb. Data'!I176)","v":"*"},"--",6.3999999999999997E-6,6.3999999999999997E-6,{"$f":"IF(OR($G171=\"Data\",$G171=\"--\",$G171=\"No\"), \"--\",IF(OR($F171<J171,$I171<J171),\"NO\",IF(OR($C171<10,O171<('Parameter Information'!H177/10)),\"RPA SME\",\"YES\")))","v":"--"},{"$f":"IF(OR($G171=\"Data\",$G171=\"--\",$G171=\"No\"), \"--\",IF(OR($F171<K171,$I171<K171),\"NO\",IF(OR(C171<10,P171<(('Parameter Information'!H177/10))),\"RPA SME\",\"YES\")))","v":"--"},null,6.3999999999999997E-6,6.3999999999999997E-6,null,{"$f":"(1-$L$4)^(1/C171)","v":{"$error":"#VALUE!"}},{"$f":"IF(ISNUMBER(E171),LN(E171^2+1)^0.5,\"Need CV\")","v":"Need CV"},{"$f":"EXP(NORMSINV($L$5)*S171-0.5*(S171^2))/EXP(NORMSINV(R171)*S171-0.5*(S171^2))","v":{"$error":"#VALUE!"}}]
["PCB- Aroclor 1016"]
["PCB- Aroclor 1221"]
["PCB- Aroclor 1232"]
["PCB- Aroclor 1242"]
["PCB- Aroclor 1248"]
["PCB- Aroclor 1254"]
["PCB- Aroclor 1260"]
["Table3:  Other parameters with state water quality criteria"]
["Barium (total recoverable)","n",{"$f":"'2. Summary Eff Data'!P186","v":"--"},{"$f":"IF(B180=\"n\",'2. Summary Eff Data'!Q186,IF(B180=\"y\",'2. Summary Eff Data'!S186,\"--\"))","v":"--"},{"$f":"'2. Summary Eff Data'!T186","v":"--"},{"$f":"IF(OR(ISNUMBER(D180)=FALSE,ISNUMBER(T180)=FALSE),\"--\",D180*T180)","v":"--"},{"$f":"IF(OR(C180=\"--\", D180=\"--\"),\"--\",IF(OR(F180>=J180, F180>=K180),\"Yes\",\"No\"))","v":"--"},{"$f":"IF('4. Summary Amb. Data'!I185=\"--\",\"*\",'4. Summary Amb. Data'!I185)","v":"*"},{"$f":"IF(G180=\"Yes\",IF(B180=\"n\",($F180+$H180*($L$3-1))/$L$3,($F180+$H180*($L$2-1))/$L$2),\"--\")","v":"--"},{"$f":"IF($H$6=\"Salt\", \"--\",O180)","v":1000},{"$f":"P180","v":"na"},{"$f":"IF(OR($G180=\"Data\",$G180=\"--\",$G180=\"No\"), \"--\",IF(OR($F180<J180,$I180<J180),\"NO\",IF(OR($C180<10,O180<('Parameter Information'!H186/10)),\"RPA SME\",\"YES\")))","v":"--"},{"$f":"IF(OR($G180=\"Data\",$G180=\"--\",$G180=\"No\"), \"--\",IF(OR($F180<K180,$I180<K180),\"NO\",IF(OR(C180<10,P180<(('Parameter Information'!H186/10))),\"RPA SME\",\"YES\")))","v":"--"},null,1000,"na",null,{"$f":"(1-$L$4)^(1/C180)","v":{"$error":"#VALUE!"}},{"$f":"IF(ISNUMBER(E180),LN(E180^2+1)^0.5,\"Need CV\")","v":"Need CV"},{"$f":"EXP(NORMSINV($L$5)*S180-0.5*(S180^2))/EXP(NORMSINV(R180)*S180-0.5*(S180^2))","v":{"$error":"#VALUE!"}}]
["Manganese (total recoverable)","n",{"$f":"'2. Summary Eff Data'!P187","v":"--"},{"$f":"IF(B181=\"n\",'2. Summary Eff Data'!Q187,IF(B181=\"y\",'2. Summary Eff Data'!S187,\"--\"))","v":"--"},{"$f":"'2. Summary Eff Data'!T187","v":"--"},{"$f":"IF(OR(ISNUMBER(D181)=FALSE,ISNUMBER(T181)=FALSE),\"--\",D181*T181)","v":"--"},"--",{"$f":"IF('4. Summary Amb. Data'!I186=\"--\",\"*\",'4. Summary Amb. Data'!I186)","v":"*"},"--","Withdrawn",100,{"$f":"IF(OR($G181=\"Data\",$G181=\"--\",$G181=\"No\"), \"--\",IF(OR($F181<J181,$I181<J181),\"NO\",IF(OR($C181<10,O181<('Parameter Information'!H187/10)),\"RPA SME\",\"YES\")))","v":"--"},{"$f":"IF(OR($G181=\"Data\",$G181=\"--\",$G181=\"No\"), \"--\",IF(OR($F181<K181,$I181<K181),\"NO\",IF(OR(C181<10,P181<(('Parameter Information'!H187/10))),\"RPA SME\",\"YES\")))","v":"--"},null,"Withdrawn",100,null,{"$f":"(1-$L$4)^(1/C181)","v":{"$error":"#VALUE!"}},{"$f":"IF(ISNUMBER(E181),LN(E181^2+1)^0.5,\"Need CV\")","v":"Need CV"},{"$f":"EXP(NORMSINV($L$5)*S181-0.5*(S181^2))/EXP(NORMSINV(R181)*S181-0.5*(S181^2))","v":{"$error":"#VALUE!"}}]
["Hydrogen Sulfide (dissolved as S)",null,null,null,null,null,"Yes",{"$f":"IF('4. Summary Amb. Data'!I187=\"--\",\"*\",'4. Summary Amb. Data'!I187)","v":"*"},{"$error":"#VALUE!"},0,null,{"$f":"IF(OR($G182=\"Data\",$G182=\"--\",$G182=\"No\"), \"--\",IF(OR($F182<J182,$I182<J182),\"NO\",IF(OR($C182<10,O182<('Parameter Information'!H188/10)),\"RPA SME\",\"YES\")))","v":{"$error":"#VALUE!"}},{"$f":"IF(OR($G182=\"Data\",$G182=\"--\",$G182=\"No\"), \"--\",IF(OR($F182<K182,$I182<K182),\"NO\",IF(OR(C182<10,P182<(('Parameter Information'!H188/10))),\"RPA SME\",\"YES\")))","v":{"$error":"#VALUE!"}}]
["2,4,5-TP [2-(2,4,5-Trichloro- phenoxy) propanoic acid]d","n",{"$f":"'2. Summary Eff Data'!P189","v":"--"},{"$f":"IF(B183=\"n\",'2. Summary Eff Data'!Q189,IF(B183=\"y\",'2. Summary Eff Data'!S189,\"--\"))","v":"--"},{"$f":"'2. Summary Eff Data'!T189","v":"--"},{"$f":"IF(OR(ISNUMBER(D183)=FALSE,ISNUMBER(T183)=FALSE),\"--\",D183*T183)","v":"--"},"--",{"$f":"IF('4. Summary Amb. Data'!I188=\"--\",\"*\",'4. Summary Amb. Data'!I188)","v":"*"},"--",10,{"$f":"P183","v":"na"},{"$f":"IF(OR($G183=\"Data\",$G183=\"--\",$G183=\"No\"), \"--\",IF(OR($F183<J183,$I183<J183),\"NO\",IF(OR($C183<10,O183<('Parameter Information'!H189/10)),\"RPA SME\",\"YES\")))","v":"--"},{"$f":"IF(OR($G183=\"Data\",$G183=\"--\",$G183=\"No\"), \"--\",IF(OR($F183<K183,$I183<K183),\"NO\",IF(OR(C183<10,P183<(('Parameter Information'!H189/10))),\"RPA SME\",\"YES\")))","v":"--"},null,10,"na",null,{"$f":"(1-$L$4)^(1/C183)","v":{"$error":"#VALUE!"}},{"$f":"IF(ISNUMBER(E183),LN(E183^2+1)^0.5,\"Need CV\")","v":"Need CV"},{"$f":"EXP(NORMSINV($L$5)*S183-0.5*(S183^2))/EXP(NORMSINV(R183)*S183-0.5*(S183^2))","v":{"$error":"#VALUE!"}}]
["2,4-D (2,4-Dichlorophenoxy) acetic acid)","n",{"$f":"'2. Summary Eff Data'!P190","v":"--"},{"$f":"IF(B184=\"n\",'2. Summary Eff Data'!Q190,IF(B184=\"y\",'2. Summary Eff Data'!S190,\"--\"))","v":"--"},{"$f":"'2. Summary Eff Data'!T190","v":"--"},"--","--",{"$f":"IF('4. Summary Amb. Data'!I189=\"--\",\"*\",'4. Summary Amb. Data'!I189)","v":"*"},"--",100,"na",{"$f":"IF(OR($G184=\"Data\",$G184=\"--\",$G184=\"No\"), \"--\",IF(OR($F184<J184,$I184<J184),\"NO\",IF(OR($C184<10,O184<('Parameter Information'!H190/10)),\"RPA SME\",\"YES\")))","v":"--"},{"$f":"IF(OR($G184=\"Data\",$G184=\"--\",$G184=\"No\"), \"--\",IF(OR($F184<K184,$I184<K184),\"NO\",IF(OR(C184<10,P184<(('Parameter Information'!H190/10))),\"RPA SME\",\"YES\")))","v":"--"},null,100,"na",null,{"$error":"#VALUE!"},"Need CV",{"$error":"#VALUE!"}]
["Dioxin 2,3,7,8-TCDD","y",{"$f":"'2. Summary Eff Data'!P191","v":"--"},{"$f":"IF(B185=\"n\",'2. Summary Eff Data'!Q191,IF(B185=\"y\",'2. Summary Eff Data'!S191,\"--\"))","v":"--"},{"$f":"'2. Summary Eff Data'!T191","v":"--"},"--","--",{"$f":"IF('4. Summary Amb. Data'!I190=\"--\",\"*\",'4. Summary Amb. Data'!I190)","v":"*"},"--",5.1E-10,5.1E-10,{"$f":"IF(OR($G185=\"Data\",$G185=\"--\",$G185=\"No\"), \"--\",IF(OR($F185<J185,$I185<J185),\"NO\",IF(OR($C185<10,O185<('Parameter Information'!H191/10)),\"RPA SME\",\"YES\")))","v":"--"},{"$f":"IF(OR($G185=\"Data\",$G185=\"--\",$G185=\"No\"), \"--\",IF(OR($F185<K185,$I185<K185),\"NO\",IF(OR(C185<10,P185<(('Parameter Information'!H191/10))),\"RPA SME\",\"YES\")))","v":"--"},null,5.1E-10,5.1E-10,null,{"$error":"#VALUE!"},"Need CV",{"$error":"#VALUE!"}]
["Nitrosamines","y",{"$f":"'2. Summary Eff Data'!P192","v":"--"},{"$f":"IF(B186=\"n\",'2. Summary Eff Data'!Q192,IF(B186=\"y\",'2. Summary Eff Data'!S192,\"--\"))","v":"--"},{"$f":"'2. Summary Eff Data'!T192","v":"--"},"--","--",{"$f":"IF('4. Summary Amb. Data'!I191=\"--\",\"*\",'4. Summary Amb. Data'!I191)","v":"*"},"--",7.9000000000000001E-4,4.5999999999999999E-2,{"$f":"IF(OR($G186=\"Data\",$G186=\"--\",$G186=\"No\"), \"--\",IF(OR($F186<J186,$I186<J186),\"NO\",IF(OR($C186<10,O186<('Parameter Information'!H192/10)),\"RPA SME\",\"YES\")))","v":"--"},{"$f":"IF(OR($G186=\"Data\",$G186=\"--\",$G186=\"No\"), \"--\",IF(OR($F186<K186,$I186<K186),\"NO\",IF(OR(C186<10,P186<(('Parameter Information'!H192/10))),\"RPA SME\",\"YES\")))","v":"--"},null,7.9000000000000001E-4,4.5999999999999999E-2,null,{"$error":"#VALUE!"},"Need CV",{"$error":"#VALUE!"}]
["N-Nitrosodibutylamine","y",{"$f":"'2. Summary Eff Data'!P193","v":"--"},{"$f":"IF(B187=\"n\",'2. Summary Eff Data'!Q193,IF(B187=\"y\",'2. Summary Eff Data'!S193,\"--\"))","v":"--"},{"$f":"'2. Summary Eff Data'!T193","v":"--"},"--","--",{"$f":"IF('4. Summary Amb. Data'!I192=\"--\",\"*\",'4. Summary Amb. Data'!I192)","v":"*"},"--",5.0000000000000001E-3,2.1999999999999999E-2,{"$f":"IF(OR($G187=\"Data\",$G187=\"--\",$G187=\"No\"), \"--\",IF(OR($F187<J187,$I187<J187),\"NO\",IF(OR($C187<10,O187<('Parameter Information'!H193/10)),\"RPA SME\",\"YES\")))","v":"--"},{"$f":"IF(OR($G187=\"Data\",$G187=\"--\",$G187=\"No\"), \"--\",IF(OR($F187<K187,$I187<K187),\"NO\",IF(OR(C187<10,P187<(('Parameter Information'!H193/10))),\"RPA SME\",\"YES\")))","v":"--"},null,5.0000000000000001E-3,2.1999999999999999E-2,null,{"$error":"#VALUE!"},"Need CV",{"$error":"#VALUE!"}]
["N-Nitrosodiethylamine","y",{"$f":"'2. Summary Eff Data'!P194","v":"--"},{"$f":"IF(B188=\"n\",'2. Summary Eff Data'!Q194,IF(B188=\"y\",'2. Summary Eff Data'!S194,\"--\"))","v":"--"},{"$f":"'2. Summary Eff Data'!T194","v":"--"},"--","--",{"$f":"IF('4. Summary Amb. Data'!I193=\"--\",\"*\",'4. Summary Amb. Data'!I193)","v":"*"},"--",7.9000000000000001E-4,4.5999999999999999E-2,{"$f":"IF(OR($G188=\"Data\",$G188=\"--\",$G188=\"No\"), \"--\",IF(OR($F188<J188,$I188<J188),\"NO\",IF(OR($C188<10,O188<('Parameter Information'!H194/10)),\"RPA SME\",\"YES\")))","v":"--"},{"$f":"IF(OR($G188=\"Data\",$G188=\"--\",$G188=\"No\"), \"--\",IF(OR($F188<K188,$I188<K188),\"NO\",IF(OR(C188<10,P188<(('Parameter Information'!H194/10))),\"RPA SME\",\"YES\")))","v":"--"},null,7.9000000000000001E-4,4.5999999999999999E-2,null,{"$error":"#VALUE!"},"Need CV",{"$error":"#VALUE!"}]
["N-Nitrosopyrrolidine","y",{"$f":"'2. Summary Eff Data'!P195","v":"--"},{"$f":"IF(B189=\"n\",'2. Summary Eff Data'!Q195,IF(B189=\"y\",'2. Summary Eff Data'!S195,\"--\"))","v":"--"},{"$f":"'2. Summary Eff Data'!T195","v":"--"},"--","--",{"$f":"IF('4. Summary Amb. Data'!I194=\"--\",\"*\",'4. Summary Amb. Data'!I194)","v":"*"},"--",1.6E-2,3.4,{"$f":"IF(OR($G189=\"Data\",$G189=\"--\",$G189=\"No\"), \"--\",IF(OR($F189<J189,$I189<J189),\"NO\",IF(OR($C189<10,O189<('Parameter Information'!H195/10)),\"RPA SME\",\"YES\")))","v":"--"},{"$f":"IF(OR($G189=\"Data\",$G189=\"--\",$G189=\"No\"), \"--\",IF(OR($F189<K189,$I189<K189),\"NO\",IF(OR(C189<10,P189<(('Parameter Information'!H195/10))),\"RPA SME\",\"YES\")))","v":"--"},null,1.6E-2,3.4,null,{"$error":"#VALUE!"},"Need CV",{"$error":"#VALUE!"}]
["Phosphorus, Elemental"]
["tributyltin (TBT)"]

{"sheet":"8. Human Health Limits","index":8,"n_rows":193,"n_cols":19,"rows_kept":193,"cut":false,"hidden":false,"merged":[[1,3,2,5],[3,3,5,5],[0,0,0,9],[6,1,6,2],[6,3,8,9],[1,1,1,2],[2,1,2,2],[3,1,3,2],[4,1,4,2],[5,1,5,2],[38,1,38,14],[13,13,13,14],[13,6,14,6],[13,4,13,5],[13,3,14,3],[13,7,13,8],[13,9,14,9],[13,10,14,10],[13,16,15,18],[14,0,15,0],[13,11,13,12],[13,1,13,2],[7,1,8,2]]}
["Facility Information"]
["Facility Name:",{"$f":"'2. Summary Eff Data'!B3","v":0},null,"Dilution Values (autofills from previous page)",null,null,"Dilution @ RMZ: Harmonic Mean",null,null,{"$f":"'7. Human Health RP'!L2","v":"*"}]
["Permit Number:",{"$f":"'2. Summary Eff Data'!B4","v":0},null,null,null,null,"Dilution @ RMZ: 30Q5 flow",null,null,{"$f":"'7. Human Health RP'!L3","v":"*"}]
["Prepared By: ",{"$f":"'2. Summary Eff Data'!B5","v":0},null,"Statistical values (defaults already entered)",null,null,"Confidence Level: Monthly ",null,"%",0.95]
["Outfall Number:",{"$f":"'2. Summary Eff Data'!B6","v":0},null,null,null,null,"Confidence Level: Daily ",null,"%",0.99]
["Preparation Date:",{"$f":"'2. Summary Eff Data'!B7","v":0},null,null,null,null,"Probability Basis ",null,"%",0.95]
["Color Key:","\"*\" = Enter data",null,"RPA Run Notes:"]
["Intermediate Calc.s","\"--\" = Will calculate"]
["Calculation Results"]
["Instructions"]
["For each paramater with RP enter the number of  monthly compliance monitoring events in the \"Compliance Monitoring\" column (H) to calculate limits. Note that 4 is the standard for compliance monitoring events. "]
["Any Effluent limit is compared to the Quantitation Limit, and if lower, a compliance limit is reported in the Compliance Limit column (Columns K and L)"]
[]
[null,"RP Status",null,"Carcinogen Status","WQ: Criteria",null,"Ambient Conc.","WLAs",null,"CV","Compliance Monitoring ","Effluent Limit",null,"Compliance Limit",null,null,"Calculations"]
["Pollutant Parameter","WQ Crit: Water + Organism","WQ Crit: Organism Only",null,"WQ Crit: Water + Organism","WQ Crit: Organism Only",null,"WQ Crit: Water + Organism","WQ Crit: Organism Only",null,null,"Monthly (AML)","Max. Daily (MDL)","Monthly (AML)","Max. Daily (MDL)"]
[null,"(Yes/No)","(Yes/No)","(Yes/No)","(µg/l)","(µg/l)","(µg/l)","(µg/l)","(µg/l)",null,"#/month","(µg/l)","(µg/l)","(µg/l)","(µg/l)"]
["Table 1  Effluent Parameters for all POTWs w/a Flow > 0.1 MGD",null,null,null,null,null,null,null,null,null,null,null,null,null,null,null,"%'ile","Sigma","M Factor"]
["Nitrates-Nitrite",{"$f":"'7. Human Health RP'!L16","v":"--"},{"$f":" '7. Human Health RP'!M16","v":"--"},"no",{"$f":"'7. Human Health RP'!J16","v":10000},{"$f":"'7. Human Health RP'!K16","v":"na"},{"$f":"IF(OR(B18=\"yes\",C18=\"yes\"),'7. Human Health RP'!H16, \"--\")","v":"--"},{"$f":"IF(B18=\"yes\",IF(E18=\"na\",\"na\",IF($G18>=E18,E18,IF($D18=\"no\",$J$3*(E18-$G18)+$G18,$J$2*(E18-$G18)+$G18))),\"--\")","v":"--"},{"$f":"IF(C18=\"yes\",(IF(F18=\"na\",\"na\",IF($G18>=F18,F18,IF($D18=\"no\",$J$3*(F18-$G18)+$G18,$J$2*(F18-$G18)+$G18)))),\"--\")","v":"--"},{"$f":"IF(OR(B18=\"Yes\",C18=\"Yes\")=TRUE,'7. Human Health RP'!E16,\"--\")","v":"--"},"*",{"$f":"IF(OR(G18=\"--\",J18=\"--\"),\"--\",MIN(H18,I18))","v":"--"},{"$f":"IF(OR($G18=\"--\",J18=\"--\"),\"--\",(L18*S18))","v":"--"},{"$f":"IF('2. Summary Eff Data'!C22>=L18,'2. Summary Eff Data'!C22,\"--\")","v":"--"},{"$f":"IF('2. Summary Eff Data'!C22>=M18,'2. Summary Eff Data'!C22,\"--\")","v":"--"},null,{"$f":"SQRT(LN($J18^2+1))","v":{"$error":"#VALUE!"}},{"$f":"SQRT(LN($J18^2/K18+1))","v":{"$error":"#VALUE!"}},{"$f":"EXP(NORMSINV($J$5)*Q18-0.5*Q18^2)/EXP(NORMSINV($J$4)*R18-0.5*R18^2)","v":{"$error":"#VALUE!"}}]
["Table 2  Effluent Parameters for Selected POTWs"]
["Hardness (Total as CaCO3)"]
["Table 2:  Metals (total recoverable), cyanide and total phenols"]
["Antimony (total recoverable)",{"$f":"'7. Human Health RP'!L20","v":"--"},{"$f":" '7. Human Health RP'!M20","v":"--"},"no",{"$f":"'7. Human Health RP'!J20","v":5.0999999999999996},{"$f":"'7. Human Health RP'!K20","v":64},{"$f":"IF(OR(B22=\"yes\",C22=\"yes\"),'7. Human Health RP'!H20, \"--\")","v":"--"},{"$f":"IF(B22=\"yes\",IF(E22=\"na\",\"na\",IF($G22>=E22,E22,IF($D22=\"no\",$J$3*(E22-$G22)+$G22,$J$2*(E22-$G22)+$G22))),\"--\")","v":"--"},{"$f":"IF(C22=\"yes\",(IF(F22=\"na\",\"na\",IF($G22>=F22,F22,IF($D22=\"no\",$J$3*(F22-$G22)+$G22,$J$2*(F22-$G22)+$G22)))),\"--\")","v":"--"},{"$f":"IF(OR(B22=\"Yes\",C22=\"Yes\")=TRUE,'7. Human Health RP'!E20,\"--\")","v":"--"},"*","--","--",{"$f":"IF('2. Summary Eff Data'!C26>=L22,'2. Summary Eff Data'!C26,\"--\")","v":"--"},{"$f":"IF('2. Summary Eff Data'!C26>=M22,'2. Summary Eff Data'!C26,\"--\")","v":"--"},null,{"$f":"SQRT(LN($J22^2+1))","v":{"$error":"#VALUE!"}},{"$f":"SQRT(LN($J22^2/K22+1))","v":{"$error":"#VALUE!"}},{"$f":"EXP(NORMSINV($J$5)*Q22-0.5*Q22^2)/EXP(NORMSINV($J$4)*R22-0.5*R22^2)","v":{"$error":"#VALUE!"}}]
["Arsenic (total recoverable)",{"$f":"'7. Human Health RP'!L21","v":0},{"$f":" '7. Human Health RP'!M21","v":0},null,null,null,{"$f":"IF(OR(B23=\"yes\",C23=\"yes\"),'7. Human Health RP'!H21, \"--\")","v":"--"},"--","--",null,null,null,null,{"$f":"IF('2. Summary Eff Data'!C27>=L23,'2. Summary Eff Data'!C27,\"--\")","v":0.5},{"$f":"IF('2. Summary Eff Data'!C27>=M23,'2. Summary Eff Data'!C27,\"--\")","v":0.5}]
["Arsenic (Dissolved)",{"$f":"'7. Human Health RP'!L22","v":0},{"$f":" '7. Human Health RP'!M22","v":0},null,null,null,{"$f":"IF(OR(B24=\"yes\",C24=\"yes\"),'7. Human Health RP'!H22, \"--\")","v":"--"},"--","--",null,null,null,null,{"$f":"IF('2. Summary Eff Data'!C28>=L24,'2. Summary Eff Data'!C28,\"--\")","v":1},{"$f":"IF('2. Summary Eff Data'!C28>=M24,'2. Summary Eff Data'!C28,\"--\")","v":1}]
["Arsenic (total inorganic)",{"$f":"'7. Human Health RP'!L23","v":"--"},{"$f":" '7. Human Health RP'!M23","v":"--"},"yes",{"$f":"'7. Human Health RP'!J23","v":2.1},{"$f":"'7. Human Health RP'!K23","v":2.1},{"$f":"IF(OR(B25=\"yes\",C25=\"yes\"),'7. Human Health RP'!H23, \"--\")","v":"--"},"--","--",{"$f":"IF(OR(B25=\"Yes\",C25=\"Yes\")=TRUE,'7. Human Health RP'!E23,\"--\")","v":"--"},"*","--","--",{"$f":"IF('2. Summary Eff Data'!C29>=L25,'2. Summary Eff Data'!C29,\"--\")","v":"--"},{"$f":"IF('2. Summary Eff Data'!C29>=M25,'2. Summary Eff Data'!C29,\"--\")","v":"--"},null,{"$f":"SQRT(LN($J25^2+1))","v":{"$error":"#VALUE!"}},{"$f":"SQRT(LN($J25^2/K25+1))","v":{"$error":"#VALUE!"}},{"$f":"EXP(NORMSINV($J$5)*Q25-0.5*Q25^2)/EXP(NORMSINV($J$4)*R25-0.5*R25^2)","v":{"$error":"#VALUE!"}}]
["Beryllium (total recoverable)",{"$f":"'7. Human Health RP'!L24","v":"--"},{"$f":" '7. Human Health RP'!M24","v":{"$error":"#VALUE!"}},null,null,null,{"$f":"IF(OR(B26=\"yes\",C26=\"yes\"),'7. Human Health RP'!H24, \"--\")","v":{"$error":"#VALUE!"}},"--",{"$error":"#VALUE!"},null,null,null,null,{"$f":"IF('2. Summary Eff Data'!C30>=L26,'2. Summary Eff Data'!C30,\"--\")","v":0.5},{"$f":"IF('2. Summary Eff Data'!C30>=M26,'2. Summary Eff Data'!C30,\"--\")","v":0.5}]
["Cadmium (total recoverable)",{"$f":"'7. Human Health RP'!L25","v":"--"},{"$f":" '7. Human Health RP'!M25","v":{"$error":"#VALUE!"}},null,null,null,{"$f":"IF(OR(B27=\"yes\",C27=\"yes\"),'7. Human Health RP'!H25, \"--\")","v":{"$error":"#VALUE!"}},"--",{"$error":"#VALUE!"},null,null,null,null,{"$f":"IF('2. Summary Eff Data'!C31>=L27,'2. Summary Eff Data'!C31,\"--\")","v":0.25},{"$f":"IF('2. Summary Eff Data'!C31>=M27,'2. Summary Eff Data'!C31,\"--\")","v":0.25}]
["Cadmium (dissolved)",{"$f":"'7. Human Health RP'!L26","v":"--"},{"$f":" '7. Human Health RP'!M26","v":{"$error":"#VALUE!"}},null,null,null,{"$f":"IF(OR(B28=\"yes\",C28=\"yes\"),'7. Human Health RP'!H26, \"--\")","v":{"$error":"#VALUE!"}},"--",{"$error":"#VALUE!"},null,null,null,null,{"$f":"IF('2. Summary Eff Data'!C32>=L28,'2. Summary Eff Data'!C32,\"--\")","v":0.25},{"$f":"IF('2. Summary Eff Data'!C32>=M28,'2. Summary Eff Data'!C32,\"--\")","v":0.25}]
["Chromium (total recoverable)",{"$f":"'7. Human Health RP'!L27","v":"--"},{"$f":" '7. Human Health RP'!M27","v":{"$error":"#VALUE!"}},null,null,null,{"$f":"IF(OR(B29=\"yes\",C29=\"yes\"),'7. Human Health RP'!H27, \"--\")","v":{"$error":"#VALUE!"}},"--",{"$error":"#VALUE!"},null,null,null,null,{"$f":"IF('2. Summary Eff Data'!C33>=L29,'2. Summary Eff Data'!C33,\"--\")","v":2},{"$f":"IF('2. Summary Eff Data'!C33>=M29,'2. Summary Eff Data'!C33,\"--\")","v":2}]
["Chromium (dissolved)",{"$f":"'7. Human Health RP'!L28","v":"--"},{"$f":" '7. Human Health RP'!M28","v":{"$error":"#VALUE!"}},null,null,null,{"$f":"IF(OR(B30=\"yes\",C30=\"yes\"),'7. Human Health RP'!H28, \"--\")","v":{"$error":"#VALUE!"}},"--",{"$error":"#VALUE!"},null,null,null,null,{"$f":"IF('2. Summary Eff Data'!C34>=L30,'2. Summary Eff Data'!C34,\"--\")","v":2},{"$f":"IF('2. Summary Eff Data'!C34>=M30,'2. Summary Eff Data'!C34,\"--\")","v":2}]
["Chromium III (dissolved)",{"$f":"'7. Human Health RP'!L29","v":"--"},{"$f":" '7. Human Health RP'!M29","v":{"$error":"#VALUE!"}},null,null,null,{"$f":"IF(OR(B31=\"yes\",C31=\"yes\"),'7. Human Health RP'!H29, \"--\")","v":{"$error":"#VALUE!"}},"--",{"$error":"#VALUE!"},null,null,null,null,{"$f":"IF('2. Summary Eff Data'!C35>=L31,'2. Summary Eff Data'!C35,\"--\")","v":10},{"$f":"IF('2. Summary Eff Data'!C35>=M31,'2. Summary Eff Data'!C35,\"--\")","v":10}]
["Chromium VI (dissolved)",{"$f":"'7. Human Health RP'!L30","v":"--"},{"$f":" '7. Human Health RP'!M30","v":{"$error":"#VALUE!"}},null,null,null,{"$f":"IF(OR(B32=\"yes\",C32=\"yes\"),'7. Human Health RP'!H30, \"--\")","v":{"$error":"#VALUE!"}},"--",{"$error":"#VALUE!"},null,null,null,null,{"$f":"IF('2. Summary Eff Data'!C36>=L32,'2. Summary Eff Data'!C36,\"--\")","v":2},{"$f":"IF('2. Summary Eff Data'!C36>=M32,'2. Summary Eff Data'!C36,\"--\")","v":2}]
["Copper (total recoverable)",{"$f":"'7. Human Health RP'!L31","v":"--"},{"$f":" '7. Human Health RP'!M31","v":"--"},"no",{"$f":"'7. Human Health RP'!J31","v":1300},{"$f":"'7. Human Health RP'!K31","v":"na"},{"$f":"IF(OR(B33=\"yes\",C33=\"yes\"),'7. Human Health RP'!H31, \"--\")","v":"--"},"--","--",{"$f":"IF(OR(B33=\"Yes\",C33=\"Yes\")=TRUE,'7. Human Health RP'!E31,\"--\")","v":"--"},"*","--","--",{"$f":"IF('2. Summary Eff Data'!C37>=L33,'2. Summary Eff Data'!C37,\"--\")","v":"--"},{"$f":"IF('2. Summary Eff Data'!C37>=M33,'2. Summary Eff Data'!C37,\"--\")","v":"--"},null,{"$f":"SQRT(LN($J33^2+1))","v":{"$error":"#VALUE!"}},{"$f":"SQRT(LN($J33^2/K33+1))","v":{"$error":"#VALUE!"}},{"$f":"EXP(NORMSINV($J$5)*Q33-0.5*Q33^2)/EXP(NORMSINV($J$4)*R33-0.5*R33^2)","v":{"$error":"#VALUE!"}}]
["Copper (dissolved)",null,null,null,null,null,null,null,null,null,null,null,null,{"$f":"IF(#REF!>=L34,#REF!,\"--\")","v":{"$error":"#REF!"}},{"$f":"IF(#REF!>=M34,#REF!,\"--\")","v":{"$error":"#REF!"}}]
["Iron (total recoverable)",null,null,null,null,null,null,null,null,null,null,null,null,{"$f":"IF(#REF!>=L35,#REF!,\"--\")","v":{"$error":"#REF!"}},{"$f":"IF(#REF!>=M35,#REF!,\"--\")","v":{"$error":"#REF!"}}]
["Lead (total recoverable)",null,null,null,null,null,null,null,null,null,null,null,null,{"$f":"IF(#REF!>=L36,#REF!,\"--\")","v":{"$error":"#REF!"}},{"$f":"IF(#REF!>=M36,#REF!,\"--\")","v":{"$error":"#REF!"}}]
["Lead (dissolved)",null,null,null,null,null,null,null,null,null,null,null,null,{"$f":"IF(#REF!>=L37,#REF!,\"--\")","v":{"$error":"#REF!"}},{"$f":"IF(#REF!>=M37,#REF!,\"--\")","v":{"$error":"#REF!"}}]
["Mercury (total)",null,null,null,null,null,null,null,null,null,null,null,null,{"$f":"IF(#REF!>=L38,#REF!,\"--\")","v":{"$error":"#REF!"}},{"$f":"IF(#REF!>=M38,#REF!,\"--\")","v":{"$error":"#REF!"}}]
["Methyl Mercury","If there is RP for methylmercury (either directly or for the surrogate mercury), give a narrative limit of mercury minimization plan and monitoring. ",null,null,null,null,null,null,null,null,null,null,null,null,null,null,{"$f":"SQRT(LN($J39^2+1))","v":0},{"$f":"SQRT(LN($J39^2/K39+1))","v":{"$error":"#DIV/0!"}},{"$f":"EXP(NORMSINV($J$5)*Q39-0.5*Q39^2)/EXP(NORMSINV($J$4)*R39-0.5*R39^2)","v":{"$error":"#DIV/0!"}}]
["Nickel (total recoverable)",{"$f":"'7. Human Health RP'!L38","v":"--"},{"$f":" '7. Human Health RP'!M38","v":"--"},"no",{"$f":"'7. Human Health RP'!J38","v":140},{"$f":"'7. Human Health RP'!K38","v":170},{"$f":"IF(OR(B40=\"yes\",C40=\"yes\"),'7. Human Health RP'!H38, \"--\")","v":"--"},{"$f":"IF(B40=\"yes\",IF(E40=\"na\",\"na\",IF($G40>=E40,E40,IF($D40=\"no\",$J$3*(E40-$G40)+$G40,$J$2*(E40-$G40)+$G40))),\"--\")","v":"--"},{"$f":"IF(C40=\"yes\",(IF(F40=\"na\",\"na\",IF($G40>=F40,F40,IF($D40=\"no\",$J$3*(F40-$G40)+$G40,$J$2*(F40-$G40)+$G40)))),\"--\")","v":"--"},{"$f":"IF(OR(B40=\"Yes\",C40=\"Yes\")=TRUE,'7. Human Health RP'!E38,\"--\")","v":"--"},"*","--","--",{"$f":"IF('2. Summary Eff Data'!C44>=L40,'2. Summary Eff Data'!C44,\"--\")","v":"--"},{"$f":"IF('2. Summary Eff Data'!C44>=M40,'2. Summary Eff Data'!C44,\"--\")","v":"--"},null,{"$f":"SQRT(LN($J40^2+1))","v":{"$error":"#VALUE!"}},{"$f":"SQRT(LN($J40^2/K40+1))","v":{"$error":"#VALUE!"}},{"$f":"EXP(NORMSINV($J$5)*Q40-0.5*Q40^2)/EXP(NORMSINV($J$4)*R40-0.5*R40^2)","v":{"$error":"#VALUE!"}}]
["Nickel (dissolved)",{"$f":"'7. Human Health RP'!L39","v":{"$error":"#VALUE!"}},{"$f":" '7. Human Health RP'!M39","v":{"$error":"#VALUE!"}},null,null,null,{"$f":"IF(OR(B41=\"yes\",C41=\"yes\"),'7. Human Health RP'!H39, \"--\")","v":{"$error":"#VALUE!"}},{"$error":"#VALUE!"},{"$error":"#VALUE!"},null,null,null,null,{"$f":"IF('2. Summary Eff Data'!C45>=L41,'2. Summary Eff Data'!C45,\"--\")","v":10},{"$f":"IF('2. Summary Eff Data'!C45>=M41,'2. Summary Eff Data'!C45,\"--\")","v":10}]
["Selenium (total recoverable)",{"$f":"'7. Human Health RP'!L40","v":"--"},{"$f":" '7. Human Health RP'!M40","v":"--"},"no",{"$f":"'7. Human Health RP'!J40","v":120},{"$f":"'7. Human Health RP'!K40","v":420},{"$f":"IF(OR(B42=\"yes\",C42=\"yes\"),'7. Human Health RP'!H40, \"--\")","v":"--"},"--","--",{"$f":"IF(OR(B42=\"Yes\",C42=\"Yes\")=TRUE,'7. Human Health RP'!E40,\"--\")","v":"--"},"*","--","--",{"$f":"IF('2. Summary Eff Data'!C46>=L42,'2. Summary Eff Data'!C46,\"--\")","v":"--"},{"$f":"IF('2. Summary Eff Data'!C46>=M42,'2. Summary Eff Data'!C46,\"--\")","v":"--"},null,{"$f":"SQRT(LN($J42^2+1))","v":{"$error":"#VALUE!"}},{"$f":"SQRT(LN($J42^2/K42+1))","v":{"$error":"#VALUE!"}},{"$f":"EXP(NORMSINV($J$5)*Q42-0.5*Q42^2)/EXP(NORMSINV($J$4)*R42-0.5*R42^2)","v":{"$error":"#VALUE!"}}]
["Selenium (dissolved)",{"$f":"'7. Human Health RP'!L41","v":{"$error":"#VALUE!"}},{"$f":" '7. Human Health RP'!M41","v":{"$error":"#VALUE!"}},null,null,null,{"$f":"IF(OR(B43=\"yes\",C43=\"yes\"),'7. Human Health RP'!H41, \"--\")","v":{"$error":"#VALUE!"}},{"$error":"#VALUE!"},{"$error":"#VALUE!"},null,null,null,null,{"$f":"IF('2. Summary Eff Data'!C47>=L43,'2. Summary Eff Data'!C47,\"--\")","v":1},{"$f":"IF('2. Summary Eff Data'!C47>=M43,'2. Summary Eff Data'!C47,\"--\")","v":1}]
["Silver (total recoverable)",{"$f":"'7. Human Health RP'!L42","v":{"$error":"#VALUE!"}},{"$f":" '7. Human Health RP'!M42","v":{"$error":"#VALUE!"}},null,null,null,{"$f":"IF(OR(B44=\"yes\",C44=\"yes\"),'7. Human Health RP'!H42, \"--\")","v":{"$error":"#VALUE!"}},{"$error":"#VALUE!"},{"$error":"#VALUE!"},null,null,null,null,{"$f":"IF('2. Summary Eff Data'!C48>=L44,'2. Summary Eff Data'!C48,\"--\")","v":0.1},{"$f":"IF('2. Summary Eff Data'!C48>=M44,'2. Summary Eff Data'!C48,\"--\")","v":0.1}]
["Silver (dissolved)",{"$f":"'7. Human Health RP'!L43","v":{"$error":"#VALUE!"}},{"$f":" '7. Human Health RP'!M43","v":{"$error":"#VALUE!"}},null,null,null,{"$f":"IF(OR(B45=\"yes\",C45=\"yes\"),'7. Human Health RP'!H43, \"--\")","v":{"$error":"#VALUE!"}},{"$error":"#VALUE!"},{"$error":"#VALUE!"},null,null,null,null,{"$f":"IF('2. Summary Eff Data'!C49>=L45,'2. Summary Eff Data'!C49,\"--\")","v":0.1},{"$f":"IF('2. Summary Eff Data'!C49>=M45,'2. Summary Eff Data'!C49,\"--\")","v":0.1}]
["Thallium (total recoverable)",{"$f":"'7. Human Health RP'!L44","v":"--"},{"$f":" '7. Human Health RP'!M44","v":"--"},"no",{"$f":"'7. Human Health RP'!J44","v":4.2999999999999997E-2},{"$f":"'7. Human Health RP'!K44","v":4.7E-2},{"$f":"IF(OR(B46=\"yes\",C46=\"yes\"),'7. Human Health RP'!H44, \"--\")","v":"--"},"--","--",{"$f":"IF(OR(B46=\"Yes\",C46=\"Yes\")=TRUE,'7. Human Health RP'!E44,\"--\")","v":"--"},"*",{"$f":"IF(OR(G46=\"--\",J46=\"--\"),\"--\",MIN(H46,I46))","v":"--"},{"$f":"IF(OR($G46=\"--\",J46=\"--\"),\"--\",(L46*S46))","v":"--"},{"$f":"IF('2. Summary Eff Data'!C50>=L46,'2. Summary Eff Data'!C50,\"--\")","v":"--"},{"$f":"IF('2. Summary Eff Data'!C50>=M46,'2. Summary Eff Data'!C50,\"--\")","v":"--"},null,{"$f":"SQRT(LN($J46^2+1))","v":{"$error":"#VALUE!"}},{"$f":"SQRT(LN($J46^2/K46+1))","v":{"$error":"#VALUE!"}},{"$f":"EXP(NORMSINV($J$5)*Q46-0.5*Q46^2)/EXP(NORMSINV($J$4)*R46-0.5*R46^2)","v":{"$error":"#VALUE!"}}]
["Zinc (total recoverable)",{"$f":"'7. Human Health RP'!L45","v":"--"},{"$f":" '7. Human Health RP'!M45","v":"--"},"no",{"$f":"'7. Human Health RP'!J45","v":2100},{"$f":"'7. Human Health RP'!K45","v":2600},{"$f":"IF(OR(B47=\"yes\",C47=\"yes\"),'7. Human Health RP'!H45, \"--\")","v":"--"},"--","--",{"$f":"IF(OR(B47=\"Yes\",C47=\"Yes\")=TRUE,'7. Human Health RP'!E45,\"--\")","v":"--"},"*",{"$f":"IF(OR(G47=\"--\",J47=\"--\"),\"--\",MIN(H47,I47))","v":"--"},{"$f":"IF(OR($G47=\"--\",J47=\"--\"),\"--\",(L47*S47))","v":"--"},{"$f":"IF('2. Summary Eff Data'!C51>=L47,'2. Summary Eff Data'!C51,\"--\")","v":"--"},{"$f":"IF('2. Summary Eff Data'!C51>=M47,'2. Summary Eff Data'!C51,\"--\")","v":"--"},null,{"$f":"SQRT(LN($J47^2+1))","v":{"$error":"#VALUE!"}},{"$f":"SQRT(LN($J47^2/K47+1))","v":{"$error":"#VALUE!"}},{"$f":"EXP(NORMSINV($J$5)*Q47-0.5*Q47^2)/EXP(NORMSINV($J$4)*R47-0.5*R47^2)","v":{"$error":"#VALUE!"}}]
["Zinc (dissolved)",{"$f":"'7. Human Health RP'!L46","v":{"$error":"#VALUE!"}},{"$f":" '7. Human Health RP'!M46","v":{"$error":"#VALUE!"}},null,null,null,{"$f":"IF(OR(B48=\"yes\",C48=\"yes\"),'7. Human Health RP'!H46, \"--\")","v":{"$error":"#VALUE!"}},{"$error":"#VALUE!"},{"$error":"#VALUE!"},null,null,null,null,{"$f":"IF('2. Summary Eff Data'!C52>=L48,'2. Summary Eff Data'!C52,\"--\")","v":5},{"$f":"IF('2. Summary Eff Data'!C52>=M48,'2. Summary Eff Data'!C52,\"--\")","v":5}]
["Cyanide (total)",{"$f":"'7. Human Health RP'!L47","v":"--"},{"$f":" '7. Human Health RP'!M47","v":"--"},"no",{"$f":"'7. Human Health RP'!J47","v":130},{"$f":"'7. Human Health RP'!K47","v":130},{"$f":"IF(OR(B49=\"yes\",C49=\"yes\"),'7. Human Health RP'!H47, \"--\")","v":"--"},"--","--",{"$f":"IF(OR(B49=\"Yes\",C49=\"Yes\")=TRUE,'7. Human Health RP'!E47,\"--\")","v":"--"},"*","--","--",{"$f":"IF('2. Summary Eff Data'!C53>=L49,'2. Summary Eff Data'!C53,\"--\")","v":"--"},{"$f":"IF('2. Summary Eff Data'!C53>=M49,'2. Summary Eff Data'!C53,\"--\")","v":"--"},null,{"$f":"SQRT(LN($J49^2+1))","v":{"$error":"#VALUE!"}},{"$f":"SQRT(LN($J49^2/K49+1))","v":{"$error":"#VALUE!"}},{"$f":"EXP(NORMSINV($J$5)*Q49-0.5*Q49^2)/EXP(NORMSINV($J$4)*R49-0.5*R49^2)","v":{"$error":"#VALUE!"}}]
["Cyanide (free)"]
["Total phenolic compounds"]
["Table 2:  Volatile organic compounds"]
["Acrolein",{"$f":"'7. Human Health RP'!L51","v":"--"},{"$f":" '7. Human Health RP'!M51","v":"--"},"no",{"$f":"'7. Human Health RP'!J51","v":0.88},{"$f":"'7. Human Health RP'!K51","v":0.93},{"$f":"IF(OR(B53=\"yes\",C53=\"yes\"),'7. Human Health RP'!H51, \"--\")","v":"--"},{"$f":"IF(B53=\"yes\",IF(E53=\"na\",\"na\",IF($G53>=E53,E53,IF($D53=\"no\",$J$3*(E53-$G53)+$G53,$J$2*(E53-$G53)+$G53))),\"--\")","v":"--"},{"$f":"IF(C53=\"yes\",(IF(F53=\"na\",\"na\",IF($G53>=F53,F53,IF($D53=\"no\",$J$3*(F53-$G53)+$G53,$J$2*(F53-$G53)+$G53)))),\"--\")","v":"--"},{"$f":"IF(OR(B53=\"Yes\",C53=\"Yes\")=TRUE,'7. Human Health RP'!E51,\"--\")","v":"--"},"*",{"$f":"IF(OR(G53=\"--\",J53=\"--\"),\"--\",MIN(H53,I53))","v":"--"},{"$f":"IF(OR($G53=\"--\",J53=\"--\"),\"--\",(L53*S53))","v":"--"},{"$f":"IF('2. Summary Eff Data'!C57>=L53,'2. Summary Eff Data'!C57,\"--\")","v":"--"},{"$f":"IF('2. Summary Eff Data'!C57>=M53,'2. Summary Eff Data'!C57,\"--\")","v":"--"},null,{"$f":"SQRT(LN($J53^2+1))","v":{"$error":"#VALUE!"}},{"$f":"SQRT(LN($J53^2/K53+1))","v":{"$error":"#VALUE!"}},{"$f":"EXP(NORMSINV($J$5)*Q53-0.5*Q53^2)/EXP(NORMSINV($J$4)*R53-0.5*R53^2)","v":{"$error":"#VALUE!"}}]
["Acrylonitrile",{"$f":"'7. Human Health RP'!L52","v":"--"},{"$f":" '7. Human Health RP'!M52","v":"--"},"yes",{"$f":"'7. Human Health RP'!J52","v":1.7999999999999999E-2},{"$f":"'7. Human Health RP'!K52","v":2.5000000000000001E-2},{"$f":"IF(OR(B54=\"yes\",C54=\"yes\"),'7. Human Health RP'!H52, \"--\")","v":"--"},"--","--",{"$f":"IF(OR(B54=\"Yes\",C54=\"Yes\")=TRUE,'7. Human Health RP'!E52,\"--\")","v":"--"},"*","--","--",{"$f":"IF('2. Summary Eff Data'!C58>=L54,'2. Summary Eff Data'!C58,\"--\")","v":"--"},{"$f":"IF('2. Summary Eff Data'!C58>=M54,'2. Summary Eff Data'!C58,\"--\")","v":"--"},null,{"$error":"#VALUE!"},{"$error":"#VALUE!"},{"$error":"#VALUE!"}]
["Benzene",{"$f":"'7. Human Health RP'!L53","v":"--"},{"$f":" '7. Human Health RP'!M53","v":"--"},"yes",{"$f":"'7. Human Health RP'!J53","v":0.44},{"$f":"'7. Human Health RP'!K53","v":1.4},{"$f":"IF(OR(B55=\"yes\",C55=\"yes\"),'7. Human Health RP'!H53, \"--\")","v":"--"},"--","--",{"$f":"IF(OR(B55=\"Yes\",C55=\"Yes\")=TRUE,'7. Human Health RP'!E53,\"--\")","v":"--"},"*",{"$f":"IF(OR(G55=\"--\",J55=\"--\"),\"--\",MIN(H55,I55))","v":"--"},{"$f":"IF(OR($G55=\"--\",J55=\"--\"),\"--\",(L55*S55))","v":"--"},{"$f":"IF('2. Summary Eff Data'!C59>=L55,'2. Summary Eff Data'!C59,\"--\")","v":"--"},{"$f":"IF('2. Summary Eff Data'!C59>=M55,'2. Summary Eff Data'!C59,\"--\")","v":"--"},null,{"$error":"#VALUE!"},{"$error":"#VALUE!"},{"$error":"#VALUE!"}]
["Bromoform",{"$f":"'7. Human Health RP'!L54","v":"--"},{"$f":" '7. Human Health RP'!M54","v":"--"},"yes",{"$f":"'7. Human Health RP'!J54","v":3.3},{"$f":"'7. Human Health RP'!K54","v":14},{"$f":"IF(OR(B56=\"yes\",C56=\"yes\"),'7. Human Health RP'!H54, \"--\")","v":"--"},"--","--",{"$f":"IF(OR(B56=\"Yes\",C56=\"Yes\")=TRUE,'7. Human Health RP'!E54,\"--\")","v":"--"},"*","--","--",{"$f":"IF('2. Summary Eff Data'!C60>=L56,'2. Summary Eff Data'!C60,\"--\")","v":"--"},{"$f":"IF('2. Summary Eff Data'!C60>=M56,'2. Summary Eff Data'!C60,\"--\")","v":"--"},null,{"$error":"#VALUE!"},{"$error":"#VALUE!"},{"$error":"#VALUE!"}]
["Carbon Tetrachloride",{"$f":"'7. Human Health RP'!L55","v":"--"},{"$f":" '7. Human Health RP'!M55","v":"--"},"yes",{"$f":"'7. Human Health RP'!J55","v":0.1},{"$f":"'7. Human Health RP'!K55","v":0.16},{"$f":"IF(OR(B57=\"yes\",C57=\"yes\"),'7. Human Health RP'!H55, \"--\")","v":"--"},"--","--",{"$f":"IF(OR(B57=\"Yes\",C57=\"Yes\")=TRUE,'7. Human Health RP'!E55,\"--\")","v":"--"},"*","--","--",{"$f":"IF('2. Summary Eff Data'!C61>=L57,'2. Summary Eff Data'!C61,\"--\")","v":"--"},{"$f":"IF('2. Summary Eff Data'!C61>=M57,'2. Summary Eff Data'!C61,\"--\")","v":"--"},null,{"$error":"#VALUE!"},{"$error":"#VALUE!"},{"$error":"#VALUE!"}]
["Chlorobenzene",{"$f":"'7. Human Health RP'!L56","v":"--"},{"$f":" '7. Human Health RP'!M56","v":"--"},"no",{"$f":"'7. Human Health RP'!J56","v":74},{"$f":"'7. Human Health RP'!K56","v":160},{"$f":"IF(OR(B58=\"yes\",C58=\"yes\"),'7. Human Health RP'!H56, \"--\")","v":"--"},"--","--",{"$f":"IF(OR(B58=\"Yes\",C58=\"Yes\")=TRUE,'7. Human Health RP'!E56,\"--\")","v":"--"},"*","--","--",{"$f":"IF('2. Summary Eff Data'!C62>=L58,'2. Summary Eff Data'!C62,\"--\")","v":"--"},{"$f":"IF('2. Summary Eff Data'!C62>=M58,'2. Summary Eff Data'!C62,\"--\")","v":"--"},null,{"$error":"#VALUE!"},{"$error":"#VALUE!"},{"$error":"#VALUE!"}]
["Chlorodibromomethane",{"$f":"'7. Human Health RP'!L57","v":"--"},{"$f":" '7. Human Health RP'!M57","v":"--"},"yes",{"$f":"'7. Human Health RP'!J57","v":0.31},{"$f":"'7. Human Health RP'!K57","v":1.3},{"$f":"IF(OR(B59=\"yes\",C59=\"yes\"),'7. Human Health RP'!H57, \"--\")","v":"--"},"--","--",{"$f":"IF(OR(B59=\"Yes\",C59=\"Yes\")=TRUE,'7. Human Health RP'!E57,\"--\")","v":"--"},"*","--","--",{"$f":"IF('2. Summary Eff Data'!C63>=L59,'2. Summary Eff Data'!C63,\"--\")","v":"--"},{"$f":"IF('2. Summary Eff Data'!C63>=M59,'2. Summary Eff Data'!C63,\"--\")","v":"--"},null,{"$error":"#VALUE!"},{"$error":"#VALUE!"},{"$error":"#VALUE!"}]
["Chloroethane",{"$f":"'7. Human Health RP'!L58","v":{"$error":"#VALUE!"}},{"$f":" '7. Human Health RP'!M58","v":{"$error":"#VALUE!"}},null,null,null,{"$f":"IF(OR(B60=\"yes\",C60=\"yes\"),'7. Human Health RP'!H58, \"--\")","v":{"$error":"#VALUE!"}},{"$error":"#VALUE!"},{"$error":"#VALUE!"},null,null,null,null,{"$f":"IF('2. Summary Eff Data'!C64>=L60,'2. Summary Eff Data'!C64,\"--\")","v":2},{"$f":"IF('2. Summary Eff Data'!C64>=M60,'2. Summary Eff Data'!C64,\"--\")","v":2}]
["2-chloroethylvinyl ether",{"$f":"'7. Human Health RP'!L59","v":{"$error":"#VALUE!"}},{"$f":" '7. Human Health RP'!M59","v":{"$error":"#VALUE!"}},null,null,null,{"$f":"IF(OR(B61=\"yes\",C61=\"yes\"),'7. Human Health RP'!H59, \"--\")","v":{"$error":"#VALUE!"}},{"$error":"#VALUE!"},{"$error":"#VALUE!"},null,null,null,null,{"$f":"IF('2. Summary Eff Data'!C65>=L61,'2. Summary Eff Data'!C65,\"--\")","v":10},{"$f":"IF('2. Summary Eff Data'!C65>=M61,'2. Summary Eff Data'!C65,\"--\")","v":10}]
["Chloroform",{"$f":"'7. Human Health RP'!L60","v":"--"},{"$f":" '7. Human Health RP'!M60","v":"--"},"no",{"$f":"'7. Human Health RP'!J60","v":260},{"$f":"'7. Human Health RP'!K60","v":1100},{"$f":"IF(OR(B62=\"yes\",C62=\"yes\"),'7. Human Health RP'!H60, \"--\")","v":"--"},"--","--",{"$f":"IF(OR(B62=\"Yes\",C62=\"Yes\")=TRUE,'7. Human Health RP'!E60,\"--\")","v":"--"},"*","--","--",{"$f":"IF('2. Summary Eff Data'!C66>=L62,'2. Summary Eff Data'!C66,\"--\")","v":"--"},{"$f":"IF('2. Summary Eff Data'!C66>=M62,'2. Summary Eff Data'!C66,\"--\")","v":"--"},null,{"$f":"SQRT(LN($J62^2+1))","v":{"$error":"#VALUE!"}},{"$f":"SQRT(LN($J62^2/K62+1))","v":{"$error":"#VALUE!"}},{"$f":"EXP(NORMSINV($J$5)*Q62-0.5*Q62^2)/EXP(NORMSINV($J$4)*R62-0.5*R62^2)","v":{"$error":"#VALUE!"}}]
["1,2-Dichlorobenzene (o)",{"$f":"'7. Human Health RP'!L61","v":"--"},{"$f":" '7. Human Health RP'!M61","v":"--"},"no",{"$f":"'7. Human Health RP'!J61","v":110},{"$f":"'7. Human Health RP'!K61","v":130},{"$f":"IF(OR(B63=\"yes\",C63=\"yes\"),'7. Human Health RP'!H61, \"--\")","v":"--"},"--","--",{"$f":"IF(OR(B63=\"Yes\",C63=\"Yes\")=TRUE,'7. Human Health RP'!E61,\"--\")","v":"--"},"*","--","--",{"$f":"IF('2. Summary Eff Data'!C67>=L63,'2. Summary Eff Data'!C67,\"--\")","v":"--"},{"$f":"IF('2. Summary Eff Data'!C67>=M63,'2. Summary Eff Data'!C67,\"--\")","v":"--"},null,{"$f":"SQRT(LN($J63^2+1))","v":{"$error":"#VALUE!"}},{"$f":"SQRT(LN($J63^2/K63+1))","v":{"$error":"#VALUE!"}},{"$f":"EXP(NORMSINV($J$5)*Q63-0.5*Q63^2)/EXP(NORMSINV($J$4)*R63-0.5*R63^2)","v":{"$error":"#VALUE!"}}]
["1,3-Dichlorobenzene (m)",{"$f":"'7. Human Health RP'!L62","v":"--"},{"$f":" '7. Human Health RP'!M62","v":"--"},"no",{"$f":"'7. Human Health RP'!J62","v":80},{"$f":"'7. Human Health RP'!K62","v":96},{"$f":"IF(OR(B64=\"yes\",C64=\"yes\"),'7. Human Health RP'!H62, \"--\")","v":"--"},"--","--",{"$f":"IF(OR(B64=\"Yes\",C64=\"Yes\")=TRUE,'7. Human Health RP'!E62,\"--\")","v":"--"},"*","--","--",{"$f":"IF('2. Summary Eff Data'!C68>=L64,'2. Summary Eff Data'!C68,\"--\")","v":"--"},{"$f":"IF('2. Summary Eff Data'!C68>=M64,'2. Summary Eff Data'!C68,\"--\")","v":"--"},null,{"$error":"#VALUE!"},{"$error":"#VALUE!"},{"$f":"EXP(NORMSINV($J$5)*Q64-0.5*Q64^2)/EXP(NORMSINV($J$4)*R64-0.5*R64^2)","v":{"$error":"#VALUE!"}}]
["1,4-Dichlorobenzene (p)",{"$f":"'7. Human Health RP'!L63","v":"--"},{"$f":" '7. Human Health RP'!M63","v":"--"},"no",{"$f":"'7. Human Health RP'!J63","v":16},{"$f":"'7. Human Health RP'!K63","v":19},{"$f":"IF(OR(B65=\"yes\",C65=\"yes\"),'7. Human Health RP'!H63, \"--\")","v":"--"},"--","--",{"$f":"IF(OR(B65=\"Yes\",C65=\"Yes\")=TRUE,'7. Human Health RP'!E63,\"--\")","v":"--"},"*","--","--",{"$f":"IF('2. Summary Eff Data'!C69>=L65,'2. Summary Eff Data'!C69,\"--\")","v":"--"},{"$f":"IF('2. Summary Eff Data'!C69>=M65,'2. Summary Eff Data'!C69,\"--\")","v":"--"},null,{"$error":"#VALUE!"},{"$error":"#VALUE!"},{"$f":"EXP(NORMSINV($J$5)*Q65-0.5*Q65^2)/EXP(NORMSINV($J$4)*R65-0.5*R65^2)","v":{"$error":"#VALUE!"}}]
["Dichlorobromomethane",{"$f":"'7. Human Health RP'!L64","v":"--"},{"$f":" '7. Human Health RP'!M64","v":"--"},"yes",{"$f":"'7. Human Health RP'!J64","v":0.42},{"$f":"'7. Human Health RP'!K64","v":1.7},{"$f":"IF(OR(B66=\"yes\",C66=\"yes\"),'7. Human Health RP'!H64, \"--\")","v":"--"},"--","--",{"$f":"IF(OR(B66=\"Yes\",C66=\"Yes\")=TRUE,'7. Human Health RP'!E64,\"--\")","v":"--"},"*","--","--",{"$f":"IF('2. Summary Eff Data'!C70>=L66,'2. Summary Eff Data'!C70,\"--\")","v":"--"},{"$f":"IF('2. Summary Eff Data'!C70>=M66,'2. Summary Eff Data'!C70,\"--\")","v":"--"},null,{"$error":"#VALUE!"},{"$error":"#VALUE!"},{"$f":"EXP(NORMSINV($J$5)*Q66-0.5*Q66^2)/EXP(NORMSINV($J$4)*R66-0.5*R66^2)","v":{"$error":"#VALUE!"}}]
["1,1-dichloroethane",{"$f":"'7. Human Health RP'!L65","v":{"$error":"#VALUE!"}},{"$f":" '7. Human Health RP'!M65","v":{"$error":"#VALUE!"}},null,null,null,{"$f":"IF(OR(B67=\"yes\",C67=\"yes\"),'7. Human Health RP'!H65, \"--\")","v":{"$error":"#VALUE!"}},{"$error":"#VALUE!"},{"$error":"#VALUE!"},null,null,null,null,{"$f":"IF('2. Summary Eff Data'!C71>=L67,'2. Summary Eff Data'!C71,\"--\")","v":14.1},{"$f":"IF('2. Summary Eff Data'!C71>=M67,'2. Summary Eff Data'!C71,\"--\")","v":14.1}]
["1,2-dichloroethane",{"$f":"'7. Human Health RP'!L66","v":"--"},{"$f":" '7. Human Health RP'!M66","v":"--"},"yes",{"$f":"'7. Human Health RP'!J66","v":0.35},{"$f":"'7. Human Health RP'!K66","v":3.7},{"$f":"IF(OR(B68=\"yes\",C68=\"yes\"),'7. Human Health RP'!H66, \"--\")","v":"--"},"--","--",{"$f":"IF(OR(B68=\"Yes\",C68=\"Yes\")=TRUE,'7. Human Health RP'!E66,\"--\")","v":"--"},"*","--","--",{"$f":"IF('2. Summary Eff Data'!C72>=L68,'2. Summary Eff Data'!C72,\"--\")","v":"--"},{"$f":"IF('2. Summary Eff Data'!C72>=M68,'2. Summary Eff Data'!C72,\"--\")","v":"--"},null,{"$f":"SQRT(LN($J68^2+1))","v":{"$error":"#VALUE!"}},{"$f":"SQRT(LN($J68^2/K68+1))","v":{"$error":"#VALUE!"}},{"$f":"EXP(NORMSINV($J$5)*Q68-0.5*Q68^2)/EXP(NORMSINV($J$4)*R68-0.5*R68^2)","v":{"$error":"#VALUE!"}}]
["1,2-trans-dichloroethylene",{"$f":"'7. Human Health RP'!L67","v":"--"},{"$f":" '7. Human Health RP'!M67","v":"--"},"no",{"$f":"'7. Human Health RP'!J67","v":120},{"$f":"'7. Human Health RP'!K67","v":1000},{"$f":"IF(OR(B69=\"yes\",C69=\"yes\"),'7. Human Health RP'!H67, \"--\")","v":"--"},"--","--",{"$f":"IF(OR(B69=\"Yes\",C69=\"Yes\")=TRUE,'7. Human Health RP'!E67,\"--\")","v":"--"},"*","--","--",{"$f":"IF('2. Summary Eff Data'!C73>=L69,'2. Summary Eff Data'!C73,\"--\")","v":"--"},{"$f":"IF('2. Summary Eff Data'!C73>=M69,'2. Summary Eff Data'!C73,\"--\")","v":"--"},null,{"$error":"#VALUE!"},{"$error":"#VALUE!"},{"$error":"#VALUE!"}]
["1,1-dichloroethylene",{"$f":"'7. Human Health RP'!L68","v":"--"},{"$f":" '7. Human Health RP'!M68","v":"--"},"no",{"$f":"'7. Human Health RP'!J68","v":230},{"$f":"'7. Human Health RP'!K68","v":710},{"$f":"IF(OR(B70=\"yes\",C70=\"yes\"),'7. Human Health RP'!H68, \"--\")","v":"--"},"--","--",{"$f":"IF(OR(B70=\"Yes\",C70=\"Yes\")=TRUE,'7. Human Health RP'!E68,\"--\")","v":"--"},"*","--","--",{"$f":"IF('2. Summary Eff Data'!C74>=L70,'2. Summary Eff Data'!C74,\"--\")","v":"--"},{"$f":"IF('2. Summary Eff Data'!C74>=M70,'2. Summary Eff Data'!C74,\"--\")","v":"--"},null,{"$error":"#VALUE!"},{"$error":"#VALUE!"},{"$error":"#VALUE!"}]
["1,2-dichloropropane",{"$f":"'7. Human Health RP'!L69","v":"--"},{"$f":" '7. Human Health RP'!M69","v":"--"},"yes",{"$f":"'7. Human Health RP'!J69","v":0.38},{"$f":"'7. Human Health RP'!K69","v":1.5},{"$f":"IF(OR(B71=\"yes\",C71=\"yes\"),'7. Human Health RP'!H69, \"--\")","v":"--"},"--","--",{"$f":"IF(OR(B71=\"Yes\",C71=\"Yes\")=TRUE,'7. Human Health RP'!E69,\"--\")","v":"--"},"*","--","--",{"$f":"IF('2. Summary Eff Data'!C75>=L71,'2. Summary Eff Data'!C75,\"--\")","v":"--"},{"$f":"IF('2. Summary Eff Data'!C75>=M71,'2. Summary Eff Data'!C75,\"--\")","v":"--"},null,{"$error":"#VALUE!"},{"$error":"#VALUE!"},{"$error":"#VALUE!"}]
["1,3-dichloropropene",{"$f":"'7. Human Health RP'!L70","v":"--"},{"$f":" '7. Human Health RP'!M70","v":"--"},"yes",{"$f":"'7. Human Health RP'!J70","v":0.3},{"$f":"'7. Human Health RP'!K70","v":2.1},{"$f":"IF(OR(B72=\"yes\",C72=\"yes\"),'7. Human Health RP'!H70, \"--\")","v":"--"},"--","--",{"$f":"IF(OR(B72=\"Yes\",C72=\"Yes\")=TRUE,'7. Human Health RP'!E70,\"--\")","v":"--"},"*","--","--",{"$f":"IF('2. Summary Eff Data'!C76>=L72,'2. Summary Eff Data'!C76,\"--\")","v":"--"},{"$f":"IF('2. Summary Eff Data'!C76>=M72,'2. Summary Eff Data'!C76,\"--\")","v":"--"},null,{"$error":"#VALUE!"},{"$error":"#VALUE!"},{"$error":"#VALUE!"}]
["Ethylbenzene",{"$f":"'7. Human Health RP'!L71","v":"--"},{"$f":" '7. Human Health RP'!M71","v":"--"},"no",{"$f":"'7. Human Health RP'!J71","v":160},{"$f":"'7. Human Health RP'!K71","v":210},{"$f":"IF(OR(B73=\"yes\",C73=\"yes\"),'7. Human Health RP'!H71, \"--\")","v":"--"},"--","--",{"$f":"IF(OR(B73=\"Yes\",C73=\"Yes\")=TRUE,'7. Human Health RP'!E71,\"--\")","v":"--"},"*","--","--",{"$f":"IF('2. Summary Eff Data'!C77>=L73,'2. Summary Eff Data'!C77,\"--\")","v":"--"},{"$f":"IF('2. Summary Eff Data'!C77>=M73,'2. Summary Eff Data'!C77,\"--\")","v":"--"},null,{"$error":"#VALUE!"},{"$error":"#VALUE!"},{"$error":"#VALUE!"}]
["Methyl Bromide",{"$f":"'7. Human Health RP'!L72","v":"--"},{"$f":" '7. Human Health RP'!M72","v":"--"},"no",{"$f":"'7. Human Health RP'!J72","v":37},{"$f":"'7. Human Health RP'!K72","v":150},{"$f":"IF(OR(B74=\"yes\",C74=\"yes\"),'7. Human Health RP'!H72, \"--\")","v":"--"},"--","--",{"$f":"IF(OR(B74=\"Yes\",C74=\"Yes\")=TRUE,'7. Human Health RP'!E72,\"--\")","v":"--"},"*","--","--",{"$f":"IF('2. Summary Eff Data'!C78>=L74,'2. Summary Eff Data'!C78,\"--\")","v":"--"},{"$f":"IF('2. Summary Eff Data'!C78>=M74,'2. Summary Eff Data'!C78,\"--\")","v":"--"},null,{"$error":"#VALUE!"},{"$error":"#VALUE!"},{"$error":"#VALUE!"}]
["methyl chloride",{"$f":"'7. Human Health RP'!L73","v":{"$error":"#VALUE!"}},{"$f":" '7. Human Health RP'!M73","v":{"$error":"#VALUE!"}},null,null,null,{"$f":"IF(OR(B75=\"yes\",C75=\"yes\"),'7. Human Health RP'!H73, \"--\")","v":{"$error":"#VALUE!"}},{"$error":"#VALUE!"},{"$error":"#VALUE!"},null,null,null,null,{"$f":"IF('2. Summary Eff Data'!C79>=L75,'2. Summary Eff Data'!C79,\"--\")","v":1},{"$f":"IF('2. Summary Eff Data'!C79>=M75,'2. Summary Eff Data'!C79,\"--\")","v":1}]
["Methylene Chloride",{"$f":"'7. Human Health RP'!L74","v":"--"},{"$f":" '7. Human Health RP'!M74","v":"--"},"yes",{"$f":"'7. Human Health RP'!J74","v":4.3},{"$f":"'7. Human Health RP'!K74","v":59},{"$f":"IF(OR(B76=\"yes\",C76=\"yes\"),'7. Human Health RP'!H74, \"--\")","v":"--"},"--","--",{"$f":"IF(OR(B76=\"Yes\",C76=\"Yes\")=TRUE,'7. Human Health RP'!E74,\"--\")","v":"--"},"*","--","--",{"$f":"IF('2. Summary Eff Data'!C80>=L76,'2. Summary Eff Data'!C80,\"--\")","v":"--"},{"$f":"IF('2. Summary Eff Data'!C80>=M76,'2. Summary Eff Data'!C80,\"--\")","v":"--"},null,{"$f":"SQRT(LN($J76^2+1))","v":{"$error":"#VALUE!"}},{"$f":"SQRT(LN($J76^2/K76+1))","v":{"$error":"#VALUE!"}},{"$f":"EXP(NORMSINV($J$5)*Q76-0.5*Q76^2)/EXP(NORMSINV($J$4)*R76-0.5*R76^2)","v":{"$error":"#VALUE!"}}]
["1,1,2,2-tetrachloroethane",{"$f":"'7. Human Health RP'!L75","v":"--"},{"$f":" '7. Human Health RP'!M75","v":"--"},"yes",{"$f":"'7. Human Health RP'!J75","v":0.12},{"$f":"'7. Human Health RP'!K75","v":0.4},{"$f":"IF(OR(B77=\"yes\",C77=\"yes\"),'7. Human Health RP'!H75, \"--\")","v":"--"},"--","--",{"$f":"IF(OR(B77=\"Yes\",C77=\"Yes\")=TRUE,'7. Human Health RP'!E75,\"--\")","v":"--"},"*","--","--",{"$f":"IF('2. Summary Eff Data'!C81>=L77,'2. Summary Eff Data'!C81,\"--\")","v":"--"},{"$f":"IF('2. Summary Eff Data'!C81>=M77,'2. Summary Eff Data'!C81,\"--\")","v":"--"},null,{"$error":"#VALUE!"},{"$error":"#VALUE!"},{"$f":"EXP(NORMSINV($J$5)*Q77-0.5*Q77^2)/EXP(NORMSINV($J$4)*R77-0.5*R77^2)","v":{"$error":"#VALUE!"}}]
["Tetrachloroethylene",{"$f":"'7. Human Health RP'!L76","v":"--"},{"$f":" '7. Human Health RP'!M76","v":"--"},"yes",{"$f":"'7. Human Health RP'!J76","v":0.24},{"$f":"'7. Human Health RP'!K76","v":0.33},{"$f":"IF(OR(B78=\"yes\",C78=\"yes\"),'7. Human Health RP'!H76, \"--\")","v":"--"},"--","--",{"$f":"IF(OR(B78=\"Yes\",C78=\"Yes\")=TRUE,'7. Human Health RP'!E76,\"--\")","v":"--"},"*","--","--",{"$f":"IF('2. Summary Eff Data'!C82>=L78,'2. Summary Eff Data'!C82,\"--\")","v":"--"},{"$f":"IF('2. Summary Eff Data'!C82>=M78,'2. Summary Eff Data'!C82,\"--\")","v":"--"},null,{"$error":"#VALUE!"},{"$error":"#VALUE!"},{"$f":"EXP(NORMSINV($J$5)*Q78-0.5*Q78^2)/EXP(NORMSINV($J$4)*R78-0.5*R78^2)","v":{"$error":"#VALUE!"}}]
["Toluene",{"$f":"'7. Human Health RP'!L77","v":"--"},{"$f":" '7. Human Health RP'!M77","v":"--"},"no",{"$f":"'7. Human Health RP'!J77","v":720},{"$f":"'7. Human Health RP'!K77","v":1500},{"$f":"IF(OR(B79=\"yes\",C79=\"yes\"),'7. Human Health RP'!H77, \"--\")","v":"--"},"--","--",{"$f":"IF(OR(B79=\"Yes\",C79=\"Yes\")=TRUE,'7. Human Health RP'!E77,\"--\")","v":"--"},"*","--","--",{"$f":"IF('2. Summary Eff Data'!C83>=L79,'2. Summary Eff Data'!C83,\"--\")","v":"--"},{"$f":"IF('2. Summary Eff Data'!C83>=M79,'2. Summary Eff Data'!C83,\"--\")","v":"--"},null,{"$error":"#VALUE!"},{"$error":"#VALUE!"},{"$f":"EXP(NORMSINV($J$5)*Q79-0.5*Q79^2)/EXP(NORMSINV($J$4)*R79-0.5*R79^2)","v":{"$error":"#VALUE!"}}]
["1,1,1-trichloroethane",{"$f":"'7. Human Health RP'!L78","v":{"$error":"#VALUE!"}},{"$f":" '7. Human Health RP'!M78","v":{"$error":"#VALUE!"}},null,null,null,{"$f":"IF(OR(B80=\"yes\",C80=\"yes\"),'7. Human Health RP'!H78, \"--\")","v":{"$error":"#VALUE!"}},{"$error":"#VALUE!"},{"$error":"#VALUE!"},null,null,null,null,{"$f":"IF('2. Summary Eff Data'!C84>=L80,'2. Summary Eff Data'!C84,\"--\")","v":11.4},{"$f":"IF('2. Summary Eff Data'!C84>=M80,'2. Summary Eff Data'!C84,\"--\")","v":11.4}]
["1,1,2-trichloroethane",{"$f":"'7. Human Health RP'!L79","v":"--"},{"$f":" '7. Human Health RP'!M79","v":"--"},"yes",{"$f":"'7. Human Health RP'!J79","v":0.44},{"$f":"'7. Human Health RP'!K79","v":1.6},{"$f":"IF(OR(B81=\"yes\",C81=\"yes\"),'7. Human Health RP'!H79, \"--\")","v":"--"},"--","--",{"$f":"IF(OR(B81=\"Yes\",C81=\"Yes\")=TRUE,'7. Human Health RP'!E79,\"--\")","v":"--"},"*","--","--",{"$f":"IF('2. Summary Eff Data'!C85>=L81,'2. Summary Eff Data'!C85,\"--\")","v":"--"},{"$f":"IF('2. Summary Eff Data'!C85>=M81,'2. Summary Eff Data'!C85,\"--\")","v":"--"},null,{"$f":"SQRT(LN($J81^2+1))","v":{"$error":"#VALUE!"}},{"$f":"SQRT(LN($J81^2/K81+1))","v":{"$error":"#VALUE!"}},{"$f":"EXP(NORMSINV($J$5)*Q81-0.5*Q81^2)/EXP(NORMSINV($J$4)*R81-0.5*R81^2)","v":{"$error":"#VALUE!"}}]
["Trichloroethylene",{"$f":"'7. Human Health RP'!L80","v":"--"},{"$f":" '7. Human Health RP'!M80","v":"--"},"yes",{"$f":"'7. Human Health RP'!J80","v":1.4},{"$f":"'7. Human Health RP'!K80","v":3},{"$f":"IF(OR(B82=\"yes\",C82=\"yes\"),'7. Human Health RP'!H80, \"--\")","v":"--"},"--","--",{"$f":"IF(OR(B82=\"Yes\",C82=\"Yes\")=TRUE,'7. Human Health RP'!E80,\"--\")","v":"--"},"*","--","--",{"$f":"IF('2. Summary Eff Data'!C86>=L82,'2. Summary Eff Data'!C86,\"--\")","v":"--"},{"$f":"IF('2. Summary Eff Data'!C86>=M82,'2. Summary Eff Data'!C86,\"--\")","v":"--"},null,{"$error":"#VALUE!"},{"$error":"#VALUE!"},{"$f":"EXP(NORMSINV($J$5)*Q82-0.5*Q82^2)/EXP(NORMSINV($J$4)*R82-0.5*R82^2)","v":{"$error":"#VALUE!"}}]
["Vinyl Chloride",{"$f":"'7. Human Health RP'!L81","v":"--"},{"$f":" '7. Human Health RP'!M81","v":"--"},"yes",{"$f":"'7. Human Health RP'!J81","v":2.3E-2},{"$f":"'7. Human Health RP'!K81","v":0.24},{"$f":"IF(OR(B83=\"yes\",C83=\"yes\"),'7. Human Health RP'!H81, \"--\")","v":"--"},"--","--",{"$f":"IF(OR(B83=\"Yes\",C83=\"Yes\")=TRUE,'7. Human Health RP'!E81,\"--\")","v":"--"},"*","--","--",{"$f":"IF('2. Summary Eff Data'!C87>=L83,'2. Summary Eff Data'!C87,\"--\")","v":"--"},{"$f":"IF('2. Summary Eff Data'!C87>=M83,'2. Summary Eff Data'!C87,\"--\")","v":"--"},null,{"$error":"#VALUE!"},{"$error":"#VALUE!"},{"$f":"EXP(NORMSINV($J$5)*Q83-0.5*Q83^2)/EXP(NORMSINV($J$4)*R83-0.5*R83^2)","v":{"$error":"#VALUE!"}}]
["Table 2:  Acid-extractable compounds"]
["p-chloro-m-cresol "]
["2-chlorophenol",{"$f":"'7. Human Health RP'!L84","v":"--"},{"$f":" '7. Human Health RP'!M84","v":"--"},"no",{"$f":"'7. Human Health RP'!J84","v":14},{"$f":"'7. Human Health RP'!K84","v":15},{"$f":"IF(OR(B86=\"yes\",C86=\"yes\"),'7. Human Health RP'!H84, \"--\")","v":"--"},{"$f":"IF(B86=\"yes\",IF(E86=\"na\",\"na\",IF($G86>=E86,E86,IF($D86=\"no\",$J$3*(E86-$G86)+$G86,$J$2*(E86-$G86)+$G86))),\"--\")","v":"--"},{"$f":"IF(C86=\"yes\",(IF(F86=\"na\",\"na\",IF($G86>=F86,F86,IF($D86=\"no\",$J$3*(F86-$G86)+$G86,$J$2*(F86-$G86)+$G86)))),\"--\")","v":"--"},{"$f":"IF(OR(B86=\"Yes\",C86=\"Yes\")=TRUE,'7. Human Health RP'!E84,\"--\")","v":"--"},"*","--","--",{"$f":"IF('2. Summary Eff Data'!C90>=L86,'2. Summary Eff Data'!C90,\"--\")","v":"--"},{"$f":"IF('2. Summary Eff Data'!C90>=M86,'2. Summary Eff Data'!C90,\"--\")","v":"--"},null,{"$f":"SQRT(LN($J86^2+1))","v":{"$error":"#VALUE!"}},{"$f":"SQRT(LN($J86^2/K86+1))","v":{"$error":"#VALUE!"}},{"$f":"EXP(NORMSINV($J$5)*Q86-0.5*Q86^2)/EXP(NORMSINV($J$4)*R86-0.5*R86^2)","v":{"$error":"#VALUE!"}}]
["2,4-dichlorophenol",{"$f":"'7. Human Health RP'!L85","v":"--"},{"$f":" '7. Human Health RP'!M85","v":"--"},"no",{"$f":"'7. Human Health RP'!J85","v":23},{"$f":"'7. Human Health RP'!K85","v":29},{"$f":"IF(OR(B87=\"yes\",C87=\"yes\"),'7. Human Health RP'!H85, \"--\")","v":"--"},"--","--",{"$f":"IF(OR(B87=\"Yes\",C87=\"Yes\")=TRUE,'7. Human Health RP'!E85,\"--\")","v":"--"},"*","--","--",{"$f":"IF('2. Summary Eff Data'!C91>=L87,'2. Summary Eff Data'!C91,\"--\")","v":"--"},{"$f":"IF('2. Summary Eff Data'!C91>=M87,'2. Summary Eff Data'!C91,\"--\")","v":"--"},null,{"$error":"#VALUE!"},{"$error":"#VALUE!"},{"$f":"EXP(NORMSINV($J$5)*Q87-0.5*Q87^2)/EXP(NORMSINV($J$4)*R87-0.5*R87^2)","v":{"$error":"#VALUE!"}}]
["2,4-dimethylphenol",{"$f":"'7. Human Health RP'!L86","v":"--"},{"$f":" '7. Human Health RP'!M86","v":"--"},"no",{"$f":"'7. Human Health RP'!J86","v":76},{"$f":"'7. Human Health RP'!K86","v":85},{"$f":"IF(OR(B88=\"yes\",C88=\"yes\"),'7. Human Health RP'!H86, \"--\")","v":"--"},"--","--",{"$f":"IF(OR(B88=\"Yes\",C88=\"Yes\")=TRUE,'7. Human Health RP'!E86,\"--\")","v":"--"},"*","--","--",{"$f":"IF('2. Summary Eff Data'!C92>=L88,'2. Summary Eff Data'!C92,\"--\")","v":"--"},{"$f":"IF('2. Summary Eff Data'!C92>=M88,'2. Summary Eff Data'!C92,\"--\")","v":"--"},null,{"$error":"#VALUE!"},{"$error":"#VALUE!"},{"$f":"EXP(NORMSINV($J$5)*Q88-0.5*Q88^2)/EXP(NORMSINV($J$4)*R88-0.5*R88^2)","v":{"$error":"#VALUE!"}}]
["4,6-dinitro-o-cresol",{"$f":"'7. Human Health RP'!L87","v":"--"},{"$f":" '7. Human Health RP'!M87","v":"--"},"no",{"$f":"'7. Human Health RP'!J87","v":9.1999999999999993},{"$f":"'7. Human Health RP'!K87","v":28},{"$f":"IF(OR(B89=\"yes\",C89=\"yes\"),'7. Human Health RP'!H87, \"--\")","v":"--"},"--","--",{"$f":"IF(OR(B89=\"Yes\",C89=\"Yes\")=TRUE,'7. Human Health RP'!E87,\"--\")","v":"--"},"*","--","--",{"$f":"IF('2. Summary Eff Data'!C93>=L89,'2. Summary Eff Data'!C93,\"--\")","v":"--"},{"$f":"IF('2. Summary Eff Data'!C93>=M89,'2. Summary Eff Data'!C93,\"--\")","v":"--"},null,{"$error":"#VALUE!"},{"$error":"#VALUE!"},{"$f":"EXP(NORMSINV($J$5)*Q89-0.5*Q89^2)/EXP(NORMSINV($J$4)*R89-0.5*R89^2)","v":{"$error":"#VALUE!"}}]
["2,4-dinitrophenol",{"$f":"'7. Human Health RP'!L88","v":"--"},{"$f":" '7. Human Health RP'!M88","v":"--"},"no",{"$f":"'7. Human Health RP'!J88","v":62},{"$f":"'7. Human Health RP'!K88","v":530},{"$f":"IF(OR(B90=\"yes\",C90=\"yes\"),'7. Human Health RP'!H88, \"--\")","v":"--"},"--","--",{"$f":"IF(OR(B90=\"Yes\",C90=\"Yes\")=TRUE,'7. Human Health RP'!E88,\"--\")","v":"--"},"*","--","--",{"$f":"IF('2. Summary Eff Data'!C94>=L90,'2. Summary Eff Data'!C94,\"--\")","v":"--"},{"$f":"IF('2. Summary Eff Data'!C94>=M90,'2. Summary Eff Data'!C94,\"--\")","v":"--"},null,{"$error":"#VALUE!"},{"$error":"#VALUE!"},{"$f":"EXP(NORMSINV($J$5)*Q90-0.5*Q90^2)/EXP(NORMSINV($J$4)*R90-0.5*R90^2)","v":{"$error":"#VALUE!"}}]
["2-nitrophenol",{"$f":"'7. Human Health RP'!L89","v":{"$error":"#VALUE!"}},{"$f":" '7. Human Health RP'!M89","v":{"$error":"#VALUE!"}},null,null,null,{"$f":"IF(OR(B91=\"yes\",C91=\"yes\"),'7. Human Health RP'!H89, \"--\")","v":{"$error":"#VALUE!"}},{"$error":"#VALUE!"},{"$error":"#VALUE!"},null,null,null,null,{"$f":"IF('2. Summary Eff Data'!C95>=L91,'2. Summary Eff Data'!C95,\"--\")","v":10.8},{"$f":"IF('2. Summary Eff Data'!C95>=M91,'2. Summary Eff Data'!C95,\"--\")","v":10.8}]
["4-nitrophenol",{"$f":"'7. Human Health RP'!L90","v":{"$error":"#VALUE!"}},{"$f":" '7. Human Health RP'!M90","v":{"$error":"#VALUE!"}},null,null,null,{"$f":"IF(OR(B92=\"yes\",C92=\"yes\"),'7. Human Health RP'!H90, \"--\")","v":{"$error":"#VALUE!"}},{"$error":"#VALUE!"},{"$error":"#VALUE!"},null,null,null,null,{"$f":"IF('2. Summary Eff Data'!C96>=L92,'2. Summary Eff Data'!C96,\"--\")","v":7.2},{"$f":"IF('2. Summary Eff Data'!C96>=M92,'2. Summary Eff Data'!C96,\"--\")","v":7.2}]
["Pentachlorophenol",{"$f":"'7. Human Health RP'!L91","v":"--"},{"$f":" '7. Human Health RP'!M91","v":"--"},"yes",{"$f":"'7. Human Health RP'!J91","v":0.15},{"$f":"'7. Human Health RP'!K91","v":0.3},{"$f":"IF(OR(B93=\"yes\",C93=\"yes\"),'7. Human Health RP'!H91, \"--\")","v":"--"},"--","--",{"$f":"IF(OR(B93=\"Yes\",C93=\"Yes\")=TRUE,'7. Human Health RP'!E91,\"--\")","v":"--"},"*","--","--",{"$f":"IF('2. Summary Eff Data'!C97>=L93,'2. Summary Eff Data'!C97,\"--\")","v":"--"},{"$f":"IF('2. Summary Eff Data'!C97>=M93,'2. Summary Eff Data'!C97,\"--\")","v":"--"},null,{"$f":"SQRT(LN($J93^2+1))","v":{"$error":"#VALUE!"}},{"$f":"SQRT(LN($J93^2/K93+1))","v":{"$error":"#VALUE!"}},{"$f":"EXP(NORMSINV($J$5)*Q93-0.5*Q93^2)/EXP(NORMSINV($J$4)*R93-0.5*R93^2)","v":{"$error":"#VALUE!"}}]
["Phenol",{"$f":"'7. Human Health RP'!L92","v":"--"},{"$f":" '7. Human Health RP'!M92","v":"--"},"no",{"$f":"'7. Human Health RP'!J92","v":9400},{"$f":"'7. Human Health RP'!K92","v":86000},{"$f":"IF(OR(B94=\"yes\",C94=\"yes\"),'7. Human Health RP'!H92, \"--\")","v":"--"},"--","--",{"$f":"IF(OR(B94=\"Yes\",C94=\"Yes\")=TRUE,'7. Human Health RP'!E92,\"--\")","v":"--"},"*","--","--",{"$f":"IF('2. Summary Eff Data'!C98>=L94,'2. Summary Eff Data'!C98,\"--\")","v":"--"},{"$f":"IF('2. Summary Eff Data'!C98>=M94,'2. Summary Eff Data'!C98,\"--\")","v":"--"},null,{"$error":"#VALUE!"},{"$error":"#VALUE!"},{"$f":"EXP(NORMSINV($J$5)*Q94-0.5*Q94^2)/EXP(NORMSINV($J$4)*R94-0.5*R94^2)","v":{"$error":"#VALUE!"}}]
["2,4,5-trichlorophenol",{"$f":"'7. Human Health RP'!L93","v":"--"},{"$f":" '7. Human Health RP'!M93","v":"--"},"no",{"$f":"'7. Human Health RP'!J93","v":330},{"$f":"'7. Human Health RP'!K93","v":360},{"$f":"IF(OR(B95=\"yes\",C95=\"yes\"),'7. Human Health RP'!H93, \"--\")","v":"--"},"--","--",{"$f":"IF(OR(B95=\"Yes\",C95=\"Yes\")=TRUE,'7. Human Health RP'!E93,\"--\")","v":"--"},"*","--","--",{"$f":"IF('2. Summary Eff Data'!C99>=L95,'2. Summary Eff Data'!C99,\"--\")","v":"--"},{"$f":"IF('2. Summary Eff Data'!C99>=M95,'2. Summary Eff Data'!C99,\"--\")","v":"--"},null,{"$error":"#VALUE!"},{"$error":"#VALUE!"},{"$f":"EXP(NORMSINV($J$5)*Q95-0.5*Q95^2)/EXP(NORMSINV($J$4)*R95-0.5*R95^2)","v":{"$error":"#VALUE!"}}]
["2,4,6-trichlorophenol",{"$f":"'7. Human Health RP'!L94","v":"--"},{"$f":" '7. Human Health RP'!M94","v":"--"},"yes",{"$f":"'7. Human Health RP'!J94","v":0.23},{"$f":"'7. Human Health RP'!K94","v":0.24},{"$f":"IF(OR(B96=\"yes\",C96=\"yes\"),'7. Human Health RP'!H94, \"--\")","v":"--"},"--","--",{"$f":"IF(OR(B96=\"Yes\",C96=\"Yes\")=TRUE,'7. Human Health RP'!E94,\"--\")","v":"--"},"*","--","--",{"$f":"IF('2. Summary Eff Data'!C100>=L96,'2. Summary Eff Data'!C100,\"--\")","v":"--"},{"$f":"IF('2. Summary Eff Data'!C100>=M96,'2. Summary Eff Data'!C100,\"--\")","v":"--"},null,{"$error":"#VALUE!"},{"$error":"#VALUE!"},{"$f":"EXP(NORMSINV($J$5)*Q96-0.5*Q96^2)/EXP(NORMSINV($J$4)*R96-0.5*R96^2)","v":{"$error":"#VALUE!"}}]
["Table 2:  Base-neutral compounds"]
["Acenaphthene",{"$f":"'7. Human Health RP'!L96","v":"--"},{"$f":" '7. Human Health RP'!M96","v":"--"},"no",{"$f":"'7. Human Health RP'!J96","v":95},{"$f":"'7. Human Health RP'!K96","v":99},{"$f":"IF(OR(B98=\"yes\",C98=\"yes\"),'7. Human Health RP'!H96, \"--\")","v":"--"},{"$f":"IF(B98=\"yes\",IF(E98=\"na\",\"na\",IF($G98>=E98,E98,IF($D98=\"no\",$J$3*(E98-$G98)+$G98,$J$2*(E98-$G98)+$G98))),\"--\")","v":"--"},{"$f":"IF(C98=\"yes\",(IF(F98=\"na\",\"na\",IF($G98>=F98,F98,IF($D98=\"no\",$J$3*(F98-$G98)+$G98,$J$2*(F98-$G98)+$G98)))),\"--\")","v":"--"},{"$f":"IF(OR(B98=\"Yes\",C98=\"Yes\")=TRUE,'7. Human Health RP'!E96,\"--\")","v":"--"},"*","--","--",{"$f":"IF('2. Summary Eff Data'!C102>=L98,'2. Summary Eff Data'!C102,\"--\")","v":"--"},{"$f":"IF('2. Summary Eff Data'!C102>=M98,'2. Summary Eff Data'!C102,\"--\")","v":"--"},null,{"$f":"SQRT(LN($J98^2+1))","v":{"$error":"#VALUE!"}},{"$f":"SQRT(LN($J98^2/K98+1))","v":{"$error":"#VALUE!"}},{"$f":"EXP(NORMSINV($J$5)*Q98-0.5*Q98^2)/EXP(NORMSINV($J$4)*R98-0.5*R98^2)","v":{"$error":"#VALUE!"}}]
["Acenaphthylene",{"$f":"'7. Human Health RP'!L97","v":{"$error":"#VALUE!"}},{"$f":" '7. Human Health RP'!M97","v":{"$error":"#VALUE!"}},null,null,null,{"$f":"IF(OR(B99=\"yes\",C99=\"yes\"),'7. Human Health RP'!H97, \"--\")","v":{"$error":"#VALUE!"}},{"$error":"#VALUE!"},{"$error":"#VALUE!"},null,null,null,null,{"$f":"IF('2. Summary Eff Data'!C103>=L99,'2. Summary Eff Data'!C103,\"--\")","v":10.5},{"$f":"IF('2. Summary Eff Data'!C103>=M99,'2. Summary Eff Data'!C103,\"--\")","v":10.5}]
["Anthracene",{"$f":"'7. Human Health RP'!L98","v":"--"},{"$f":" '7. Human Health RP'!M98","v":"--"},"no",{"$f":"'7. Human Health RP'!J98","v":2900},{"$f":"'7. Human Health RP'!K98","v":4000},{"$f":"IF(OR(B100=\"yes\",C100=\"yes\"),'7. Human Health RP'!H98, \"--\")","v":"--"},"--","--",{"$f":"IF(OR(B100=\"Yes\",C100=\"Yes\")=TRUE,'7. Human Health RP'!E98,\"--\")","v":"--"},"*","--","--",{"$f":"IF('2. Summary Eff Data'!C104>=L100,'2. Summary Eff Data'!C104,\"--\")","v":"--"},{"$f":"IF('2. Summary Eff Data'!C104>=M100,'2. Summary Eff Data'!C104,\"--\")","v":"--"},null,{"$f":"SQRT(LN($J100^2+1))","v":{"$error":"#VALUE!"}},{"$f":"SQRT(LN($J100^2/K100+1))","v":{"$error":"#VALUE!"}},{"$f":"EXP(NORMSINV($J$5)*Q100-0.5*Q100^2)/EXP(NORMSINV($J$4)*R100-0.5*R100^2)","v":{"$error":"#VALUE!"}}]
["Azobenzene",{"$f":"'7. Human Health RP'!L99","v":{"$error":"#VALUE!"}},{"$f":" '7. Human Health RP'!M99","v":{"$error":"#VALUE!"}},null,null,null,{"$f":"IF(OR(B101=\"yes\",C101=\"yes\"),'7. Human Health RP'!H99, \"--\")","v":{"$error":"#VALUE!"}},{"$error":"#VALUE!"},{"$error":"#VALUE!"},null,null,null,null,{"$f":"IF('2. Summary Eff Data'!C105>=L101,'2. Summary Eff Data'!C105,\"--\")","v":20},{"$f":"IF('2. Summary Eff Data'!C105>=M101,'2. Summary Eff Data'!C105,\"--\")","v":20}]
["Benzidine",{"$f":"'7. Human Health RP'!L100","v":"--"},{"$f":" '7. Human Health RP'!M100","v":"--"},"yes",{"$f":"'7. Human Health RP'!J100","v":1.8E-5},{"$f":"'7. Human Health RP'!K100","v":2.0000000000000002E-5},{"$f":"IF(OR(B102=\"yes\",C102=\"yes\"),'7. Human Health RP'!H100, \"--\")","v":"--"},"--","--",{"$f":"IF(OR(B102=\"Yes\",C102=\"Yes\")=TRUE,'7. Human Health RP'!E100,\"--\")","v":"--"},"*","--","--",{"$f":"IF('2. Summary Eff Data'!C106>=L102,'2. Summary Eff Data'!C106,\"--\")","v":"--"},{"$f":"IF('2. Summary Eff Data'!C106>=M102,'2. Summary Eff Data'!C106,\"--\")","v":"--"},null,{"$f":"SQRT(LN($J102^2+1))","v":{"$error":"#VALUE!"}},{"$f":"SQRT(LN($J102^2/K102+1))","v":{"$error":"#VALUE!"}},{"$f":"EXP(NORMSINV($J$5)*Q102-0.5*Q102^2)/EXP(NORMSINV($J$4)*R102-0.5*R102^2)","v":{"$error":"#VALUE!"}}]
["Benzo(a)anthracene",{"$f":"'7. Human Health RP'!L101","v":"--"},{"$f":" '7. Human Health RP'!M101","v":"--"},"yes",{"$f":"'7. Human Health RP'!J101","v":1.2999999999999999E-3},{"$f":"'7. Human Health RP'!K101","v":1.8E-3},{"$f":"IF(OR(B103=\"yes\",C103=\"yes\"),'7. Human Health RP'!H101, \"--\")","v":"--"},"--","--",{"$f":"IF(OR(B103=\"Yes\",C103=\"Yes\")=TRUE,'7. Human Health RP'!E101,\"--\")","v":"--"},"*","--","--",{"$f":"IF('2. Summary Eff Data'!C107>=L103,'2. Summary Eff Data'!C107,\"--\")","v":"--"},{"$f":"IF('2. Summary Eff Data'!C107>=M103,'2. Summary Eff Data'!C107,\"--\")","v":"--"},null,{"$error":"#VALUE!"},{"$error":"#VALUE!"},{"$f":"EXP(NORMSINV($J$5)*Q103-0.5*Q103^2)/EXP(NORMSINV($J$4)*R103-0.5*R103^2)","v":{"$error":"#VALUE!"}}]
["Benzo(a)pyrene",{"$f":"'7. Human Health RP'!L102","v":"--"},{"$f":" '7. Human Health RP'!M102","v":"--"},"yes",{"$f":"'7. Human Health RP'!J102","v":1.2999999999999999E-3},{"$f":"'7. Human Health RP'!K102","v":1.8E-3},{"$f":"IF(OR(B104=\"yes\",C104=\"yes\"),'7. Human Health RP'!H102, \"--\")","v":"--"},"--","--",{"$f":"IF(OR(B104=\"Yes\",C104=\"Yes\")=TRUE,'7. Human Health RP'!E102,\"--\")","v":"--"},"*","--","--",{"$f":"IF('2. Summary Eff Data'!C108>=L104,'2. Summary Eff Data'!C108,\"--\")","v":"--"},{"$f":"IF('2. Summary Eff Data'!C108>=M104,'2. Summary Eff Data'!C108,\"--\")","v":"--"},null,{"$error":"#VALUE!"},{"$error":"#VALUE!"},{"$f":"EXP(NORMSINV($J$5)*Q104-0.5*Q104^2)/EXP(NORMSINV($J$4)*R104-0.5*R104^2)","v":{"$error":"#VALUE!"}}]
["Benzo(b)fluoranthene",{"$f":"'7. Human Health RP'!L103","v":"--"},{"$f":" '7. Human Health RP'!M103","v":"--"},"yes",{"$f":"'7. Human Health RP'!J103","v":1.2999999999999999E-3},{"$f":"'7. Human Health RP'!K103","v":1.8E-3},{"$f":"IF(OR(B105=\"yes\",C105=\"yes\"),'7. Human Health RP'!H103, \"--\")","v":"--"},"--","--",{"$f":"IF(OR(B105=\"Yes\",C105=\"Yes\")=TRUE,'7. Human Health RP'!E103,\"--\")","v":"--"},"*","--","--",{"$f":"IF('2. Summary Eff Data'!C109>=L105,'2. Summary Eff Data'!C109,\"--\")","v":"--"},{"$f":"IF('2. Summary Eff Data'!C109>=M105,'2. Summary Eff Data'!C109,\"--\")","v":"--"},null,{"$error":"#VALUE!"},{"$error":"#VALUE!"},{"$f":"EXP(NORMSINV($J$5)*Q105-0.5*Q105^2)/EXP(NORMSINV($J$4)*R105-0.5*R105^2)","v":{"$error":"#VALUE!"}}]
["Benzo(ghi)perylene",{"$f":"'7. Human Health RP'!L104","v":{"$error":"#VALUE!"}},{"$f":" '7. Human Health RP'!M104","v":{"$error":"#VALUE!"}},null,null,null,{"$f":"IF(OR(B106=\"yes\",C106=\"yes\"),'7. Human Health RP'!H104, \"--\")","v":{"$error":"#VALUE!"}},{"$error":"#VALUE!"},{"$error":"#VALUE!"},null,null,null,null,{"$f":"IF('2. Summary Eff Data'!C110>=L106,'2. Summary Eff Data'!C110,\"--\")","v":12.3},{"$f":"IF('2. Summary Eff Data'!C110>=M106,'2. Summary Eff Data'!C110,\"--\")","v":12.3}]
["Benzo(k)fluoranthene",{"$f":"'7. Human Health RP'!L105","v":"--"},{"$f":" '7. Human Health RP'!M105","v":"--"},"yes",{"$f":"'7. Human Health RP'!J105","v":1.2999999999999999E-3},{"$f":"'7. Human Health RP'!K105","v":1.8E-3},{"$f":"IF(OR(B107=\"yes\",C107=\"yes\"),'7. Human Health RP'!H105, \"--\")","v":"--"},"--","--",{"$f":"IF(OR(B107=\"Yes\",C107=\"Yes\")=TRUE,'7. Human Health RP'!E105,\"--\")","v":"--"},"*","--","--",{"$f":"IF('2. Summary Eff Data'!C111>=L107,'2. Summary Eff Data'!C111,\"--\")","v":"--"},{"$f":"IF('2. Summary Eff Data'!C111>=M107,'2. Summary Eff Data'!C111,\"--\")","v":"--"},null,{"$f":"SQRT(LN($J107^2+1))","v":{"$error":"#VALUE!"}},{"$f":"SQRT(LN($J107^2/K107+1))","v":{"$error":"#VALUE!"}},{"$f":"EXP(NORMSINV($J$5)*Q107-0.5*Q107^2)/EXP(NORMSINV($J$4)*R107-0.5*R107^2)","v":{"$error":"#VALUE!"}}]
["Bis (2-chloroethoxy) methane",{"$f":"'7. Human Health RP'!L106","v":{"$error":"#VALUE!"}},{"$f":" '7. Human Health RP'!M106","v":{"$error":"#VALUE!"}},null,null,null,{"$f":"IF(OR(B108=\"yes\",C108=\"yes\"),'7. Human Health RP'!H106, \"--\")","v":{"$error":"#VALUE!"}},{"$error":"#VALUE!"},{"$error":"#VALUE!"},null,null,null,null,{"$f":"IF('2. Summary Eff Data'!C112>=L108,'2. Summary Eff Data'!C112,\"--\")","v":15.9},{"$f":"IF('2. Summary Eff Data'!C112>=M108,'2. Summary Eff Data'!C112,\"--\")","v":15.9}]
["Bis(2-chloroethyl)ether",{"$f":"'7. Human Health RP'!L107","v":"--"},{"$f":" '7. Human Health RP'!M107","v":"--"},"yes",{"$f":"'7. Human Health RP'!J107","v":0.02},{"$f":"'7. Human Health RP'!K107","v":5.2999999999999999E-2},{"$f":"IF(OR(B109=\"yes\",C109=\"yes\"),'7. Human Health RP'!H107, \"--\")","v":"--"},"--","--",{"$f":"IF(OR(B109=\"Yes\",C109=\"Yes\")=TRUE,'7. Human Health RP'!E107,\"--\")","v":"--"},"*","--","--",{"$f":"IF('2. Summary Eff Data'!C113>=L109,'2. Summary Eff Data'!C113,\"--\")","v":"--"},{"$f":"IF('2. Summary Eff Data'!C113>=M109,'2. Summary Eff Data'!C113,\"--\")","v":"--"},null,{"$f":"SQRT(LN($J109^2+1))","v":{"$error":"#VALUE!"}},{"$f":"SQRT(LN($J109^2/K109+1))","v":{"$error":"#VALUE!"}},{"$f":"EXP(NORMSINV($J$5)*Q109-0.5*Q109^2)/EXP(NORMSINV($J$4)*R109-0.5*R109^2)","v":{"$error":"#VALUE!"}}]
["Bis (2-chloro-1-methylethyl) ether ",{"$f":"'7. Human Health RP'!L108","v":"--"},{"$f":" '7. Human Health RP'!M108","v":"--"},"no",{"$f":"'7. Human Health RP'!J108","v":1200},{"$f":"'7. Human Health RP'!K108","v":6500},{"$f":"IF(OR(B110=\"yes\",C110=\"yes\"),'7. Human Health RP'!H108, \"--\")","v":"--"},"--","--",{"$f":"IF(OR(B110=\"Yes\",C110=\"Yes\")=TRUE,'7. Human Health RP'!E108,\"--\")","v":"--"},"*","--","--",{"$f":"IF('2. Summary Eff Data'!C114>=L110,'2. Summary Eff Data'!C114,\"--\")","v":"--"},{"$f":"IF('2. Summary Eff Data'!C114>=M110,'2. Summary Eff Data'!C114,\"--\")","v":"--"},null,{"$error":"#VALUE!"},{"$error":"#VALUE!"},{"$f":"EXP(NORMSINV($J$5)*Q110-0.5*Q110^2)/EXP(NORMSINV($J$4)*R110-0.5*R110^2)","v":{"$error":"#VALUE!"}}]
["Chloromethyl Ether, bis",{"$f":"'7. Human Health RP'!L109","v":"--"},{"$f":" '7. Human Health RP'!M109","v":"--"},"yes",{"$f":"'7. Human Health RP'!J109","v":2.4000000000000001E-5},{"$f":"'7. Human Health RP'!K109","v":2.9E-5},{"$f":"IF(OR(B111=\"yes\",C111=\"yes\"),'7. Human Health RP'!H109, \"--\")","v":"--"},"--","--",{"$f":"IF(OR(B111=\"Yes\",C111=\"Yes\")=TRUE,'7. Human Health RP'!E109,\"--\")","v":"--"},"*","--","--",{"$f":"IF('2. Summary Eff Data'!C115>=L111,'2. Summary Eff Data'!C115,\"--\")","v":"--"},{"$f":"IF('2. Summary Eff Data'!C115>=M111,'2. Summary Eff Data'!C115,\"--\")","v":"--"},null,{"$error":"#VALUE!"},{"$error":"#VALUE!"},{"$f":"EXP(NORMSINV($J$5)*Q111-0.5*Q111^2)/EXP(NORMSINV($J$4)*R111-0.5*R111^2)","v":{"$error":"#VALUE!"}}]
["Bis (2-ethylhexyl)phthalate",{"$f":"'7. Human Health RP'!L110","v":"--"},{"$f":" '7. Human Health RP'!M110","v":"--"},"yes",{"$f":"'7. Human Health RP'!J110","v":0.2},{"$f":"'7. Human Health RP'!K110","v":0.22},{"$f":"IF(OR(B112=\"yes\",C112=\"yes\"),'7. Human Health RP'!H110, \"--\")","v":"--"},"--","--",{"$f":"IF(OR(B112=\"Yes\",C112=\"Yes\")=TRUE,'7. Human Health RP'!E110,\"--\")","v":"--"},"*","--","--",{"$f":"IF('2. Summary Eff Data'!C116>=L112,'2. Summary Eff Data'!C116,\"--\")","v":"--"},{"$f":"IF('2. Summary Eff Data'!C116>=M112,'2. Summary Eff Data'!C116,\"--\")","v":"--"},null,{"$error":"#VALUE!"},{"$error":"#VALUE!"},{"$f":"EXP(NORMSINV($J$5)*Q112-0.5*Q112^2)/EXP(NORMSINV($J$4)*R112-0.5*R112^2)","v":{"$error":"#VALUE!"}}]
["4-bromophenyl phenyl ether",{"$f":"'7. Human Health RP'!L111","v":{"$error":"#VALUE!"}},{"$f":" '7. Human Health RP'!M111","v":{"$error":"#VALUE!"}},null,null,null,{"$f":"IF(OR(B113=\"yes\",C113=\"yes\"),'7. Human Health RP'!H111, \"--\")","v":{"$error":"#VALUE!"}},{"$error":"#VALUE!"},{"$error":"#VALUE!"},null,null,null,null,{"$f":"IF('2. Summary Eff Data'!C117>=L113,'2. Summary Eff Data'!C117,\"--\")","v":5.7},{"$f":"IF('2. Summary Eff Data'!C117>=M113,'2. Summary Eff Data'!C117,\"--\")","v":5.7}]
["Butylbenzyl phthalate",{"$f":"'7. Human Health RP'!L112","v":"--"},{"$f":" '7. Human Health RP'!M112","v":"--"},"no",{"$f":"'7. Human Health RP'!J112","v":190},{"$f":"'7. Human Health RP'!K112","v":190},{"$f":"IF(OR(B114=\"yes\",C114=\"yes\"),'7. Human Health RP'!H112, \"--\")","v":"--"},"--","--",{"$f":"IF(OR(B114=\"Yes\",C114=\"Yes\")=TRUE,'7. Human Health RP'!E112,\"--\")","v":"--"},"*","--","--",{"$f":"IF('2. Summary Eff Data'!C118>=L114,'2. Summary Eff Data'!C118,\"--\")","v":"--"},{"$f":"IF('2. Summary Eff Data'!C118>=M114,'2. Summary Eff Data'!C118,\"--\")","v":"--"},null,{"$f":"SQRT(LN($J114^2+1))","v":{"$error":"#VALUE!"}},{"$f":"SQRT(LN($J114^2/K114+1))","v":{"$error":"#VALUE!"}},{"$f":"EXP(NORMSINV($J$5)*Q114-0.5*Q114^2)/EXP(NORMSINV($J$4)*R114-0.5*R114^2)","v":{"$error":"#VALUE!"}}]
["2-chloronaphthalene",{"$f":"'7. Human Health RP'!L113","v":"--"},{"$f":" '7. Human Health RP'!M113","v":"--"},"no",{"$f":"'7. Human Health RP'!J113","v":150},{"$f":"'7. Human Health RP'!K113","v":160},{"$f":"IF(OR(B115=\"yes\",C115=\"yes\"),'7. Human Health RP'!H113, \"--\")","v":"--"},"--","--",{"$f":"IF(OR(B115=\"Yes\",C115=\"Yes\")=TRUE,'7. Human Health RP'!E113,\"--\")","v":"--"},"*","--","--",{"$f":"IF('2. Summary Eff Data'!C119>=L115,'2. Summary Eff Data'!C119,\"--\")","v":"--"},{"$f":"IF('2. Summary Eff Data'!C119>=M115,'2. Summary Eff Data'!C119,\"--\")","v":"--"},null,{"$error":"#VALUE!"},{"$error":"#VALUE!"},{"$f":"EXP(NORMSINV($J$5)*Q115-0.5*Q115^2)/EXP(NORMSINV($J$4)*R115-0.5*R115^2)","v":{"$error":"#VALUE!"}}]
["4-chlorophenyl phenyl ether",{"$f":"'7. Human Health RP'!L114","v":{"$error":"#VALUE!"}},{"$f":" '7. Human Health RP'!M114","v":{"$error":"#VALUE!"}},null,null,null,{"$f":"IF(OR(B116=\"yes\",C116=\"yes\"),'7. Human Health RP'!H114, \"--\")","v":{"$error":"#VALUE!"}},{"$error":"#VALUE!"},{"$error":"#VALUE!"},null,null,null,null,{"$f":"IF('2. Summary Eff Data'!C120>=L116,'2. Summary Eff Data'!C120,\"--\")","v":12.6},{"$f":"IF('2. Summary Eff Data'!C120>=M116,'2. Summary Eff Data'!C120,\"--\")","v":12.6}]
["Chrysene",{"$f":"'7. Human Health RP'!L115","v":"--"},{"$f":" '7. Human Health RP'!M115","v":"--"},"yes",{"$f":"'7. Human Health RP'!J115","v":1.2999999999999999E-3},{"$f":"'7. Human Health RP'!K115","v":1.8E-3},{"$f":"IF(OR(B117=\"yes\",C117=\"yes\"),'7. Human Health RP'!H115, \"--\")","v":"--"},"--","--",{"$f":"IF(OR(B117=\"Yes\",C117=\"Yes\")=TRUE,'7. Human Health RP'!E115,\"--\")","v":"--"},"*","--","--",{"$f":"IF('2. Summary Eff Data'!C121>=L117,'2. Summary Eff Data'!C121,\"--\")","v":"--"},{"$f":"IF('2. Summary Eff Data'!C121>=M117,'2. Summary Eff Data'!C121,\"--\")","v":"--"},null,{"$f":"SQRT(LN($J117^2+1))","v":{"$error":"#VALUE!"}},{"$f":"SQRT(LN($J117^2/K117+1))","v":{"$error":"#VALUE!"}},{"$f":"EXP(NORMSINV($J$5)*Q117-0.5*Q117^2)/EXP(NORMSINV($J$4)*R117-0.5*R117^2)","v":{"$error":"#VALUE!"}}]
["Di-n-butyl phthalate",{"$f":"'7. Human Health RP'!L116","v":"--"},{"$f":" '7. Human Health RP'!M116","v":"--"},"no",{"$f":"'7. Human Health RP'!J116","v":400},{"$f":"'7. Human Health RP'!K116","v":450},{"$f":"IF(OR(B118=\"yes\",C118=\"yes\"),'7. Human Health RP'!H116, \"--\")","v":"--"},"--","--",{"$f":"IF(OR(B118=\"Yes\",C118=\"Yes\")=TRUE,'7. Human Health RP'!E116,\"--\")","v":"--"},"*","--","--",{"$f":"IF('2. Summary Eff Data'!C122>=L118,'2. Summary Eff Data'!C122,\"--\")","v":"--"},{"$f":"IF('2. Summary Eff Data'!C122>=M118,'2. Summary Eff Data'!C122,\"--\")","v":"--"},null,{"$error":"#VALUE!"},{"$error":"#VALUE!"},{"$f":"EXP(NORMSINV($J$5)*Q118-0.5*Q118^2)/EXP(NORMSINV($J$4)*R118-0.5*R118^2)","v":{"$error":"#VALUE!"}}]
["Di-n-octyl phthalate",{"$f":"'7. Human Health RP'!L117","v":{"$error":"#VALUE!"}},{"$f":" '7. Human Health RP'!M117","v":{"$error":"#VALUE!"}},null,null,null,{"$f":"IF(OR(B119=\"yes\",C119=\"yes\"),'7. Human Health RP'!H117, \"--\")","v":{"$error":"#VALUE!"}},{"$error":"#VALUE!"},{"$error":"#VALUE!"},null,null,null,null,{"$f":"IF('2. Summary Eff Data'!C123>=L119,'2. Summary Eff Data'!C123,\"--\")","v":7.5},{"$f":"IF('2. Summary Eff Data'!C123>=M119,'2. Summary Eff Data'!C123,\"--\")","v":7.5}]
["Dibenzo(a,h)anthracene",{"$f":"'7. Human Health RP'!L118","v":"--"},{"$f":" '7. Human Health RP'!M118","v":"--"},"yes",{"$f":"'7. Human Health RP'!J118","v":1.2999999999999999E-3},{"$f":"'7. Human Health RP'!K118","v":1.8E-3},{"$f":"IF(OR(B120=\"yes\",C120=\"yes\"),'7. Human Health RP'!H118, \"--\")","v":"--"},"--","--",{"$f":"IF(OR(B120=\"Yes\",C120=\"Yes\")=TRUE,'7. Human Health RP'!E118,\"--\")","v":"--"},"*",{"$f":"IF(OR(G120=\"--\",J120=\"--\"),\"--\",MIN(H120,I120))","v":"--"},{"$f":"IF(OR($G120=\"--\",J120=\"--\"),\"--\",(L120*S120))","v":"--"},{"$f":"IF('2. Summary Eff Data'!C124>=L120,'2. Summary Eff Data'!C124,\"--\")","v":"--"},{"$f":"IF('2. Summary Eff Data'!C124>=M120,'2. Summary Eff Data'!C124,\"--\")","v":"--"},null,{"$f":"SQRT(LN($J120^2+1))","v":{"$error":"#VALUE!"}},{"$f":"SQRT(LN($J120^2/K120+1))","v":{"$error":"#VALUE!"}},{"$f":"EXP(NORMSINV($J$5)*Q120-0.5*Q120^2)/EXP(NORMSINV($J$4)*R120-0.5*R120^2)","v":{"$error":"#VALUE!"}}]
["3,3-Dichlorobenzidine",{"$f":"'7. Human Health RP'!L119","v":"--"},{"$f":" '7. Human Health RP'!M119","v":"--"},"yes",{"$f":"'7. Human Health RP'!J119","v":2.7000000000000001E-3},{"$f":"'7. Human Health RP'!K119","v":2.8E-3},{"$f":"IF(OR(B121=\"yes\",C121=\"yes\"),'7. Human Health RP'!H119, \"--\")","v":"--"},"--","--",{"$f":"IF(OR(B121=\"Yes\",C121=\"Yes\")=TRUE,'7. Human Health RP'!E119,\"--\")","v":"--"},"*","--","--",{"$f":"IF('2. Summary Eff Data'!C125>=L121,'2. Summary Eff Data'!C125,\"--\")","v":"--"},{"$f":"IF('2. Summary Eff Data'!C125>=M121,'2. Summary Eff Data'!C125,\"--\")","v":"--"},null,{"$error":"#VALUE!"},{"$error":"#VALUE!"},{"$f":"EXP(NORMSINV($J$5)*Q121-0.5*Q121^2)/EXP(NORMSINV($J$4)*R121-0.5*R121^2)","v":{"$error":"#VALUE!"}}]
["Diethyl phthalate",{"$f":"'7. Human Health RP'!L120","v":"--"},{"$f":" '7. Human Health RP'!M120","v":"--"},"no",{"$f":"'7. Human Health RP'!J120","v":3800},{"$f":"'7. Human Health RP'!K120","v":4400},{"$f":"IF(OR(B122=\"yes\",C122=\"yes\"),'7. Human Health RP'!H120, \"--\")","v":"--"},"--","--",{"$f":"IF(OR(B122=\"Yes\",C122=\"Yes\")=TRUE,'7. Human Health RP'!E120,\"--\")","v":"--"},"*","--","--",{"$f":"IF('2. Summary Eff Data'!C126>=L122,'2. Summary Eff Data'!C126,\"--\")","v":"--"},{"$f":"IF('2. Summary Eff Data'!C126>=M122,'2. Summary Eff Data'!C126,\"--\")","v":"--"},null,{"$error":"#VALUE!"},{"$error":"#VALUE!"},{"$f":"EXP(NORMSINV($J$5)*Q122-0.5*Q122^2)/EXP(NORMSINV($J$4)*R122-0.5*R122^2)","v":{"$error":"#VALUE!"}}]
["Dimethyl phthalate",{"$f":"'7. Human Health RP'!L121","v":"--"},{"$f":" '7. Human Health RP'!M121","v":"--"},"no",{"$f":"'7. Human Health RP'!J121","v":84000},{"$f":"'7. Human Health RP'!K121","v":110000},{"$f":"IF(OR(B123=\"yes\",C123=\"yes\"),'7. Human Health RP'!H121, \"--\")","v":"--"},"--","--",{"$f":"IF(OR(B123=\"Yes\",C123=\"Yes\")=TRUE,'7. Human Health RP'!E121,\"--\")","v":"--"},"*","--","--",{"$f":"IF('2. Summary Eff Data'!C127>=L123,'2. Summary Eff Data'!C127,\"--\")","v":"--"},{"$f":"IF('2. Summary Eff Data'!C127>=M123,'2. Summary Eff Data'!C127,\"--\")","v":"--"},null,{"$error":"#VALUE!"},{"$error":"#VALUE!"},{"$f":"EXP(NORMSINV($J$5)*Q123-0.5*Q123^2)/EXP(NORMSINV($J$4)*R123-0.5*R123^2)","v":{"$error":"#VALUE!"}}]
["2,4-dinitrotoluene",{"$f":"'7. Human Health RP'!L122","v":"--"},{"$f":" '7. Human Health RP'!M122","v":"--"},"yes",{"$f":"'7. Human Health RP'!J122","v":8.4000000000000005E-2},{"$f":"'7. Human Health RP'!K122","v":0.34},{"$f":"IF(OR(B124=\"yes\",C124=\"yes\"),'7. Human Health RP'!H122, \"--\")","v":"--"},"--","--",{"$f":"IF(OR(B124=\"Yes\",C124=\"Yes\")=TRUE,'7. Human Health RP'!E122,\"--\")","v":"--"},"*","--","--",{"$f":"IF('2. Summary Eff Data'!C128>=L124,'2. Summary Eff Data'!C128,\"--\")","v":"--"},{"$f":"IF('2. Summary Eff Data'!C128>=M124,'2. Summary Eff Data'!C128,\"--\")","v":"--"},null,{"$f":"SQRT(LN($J124^2+1))","v":{"$error":"#VALUE!"}},{"$f":"SQRT(LN($J124^2/K124+1))","v":{"$error":"#VALUE!"}},{"$f":"EXP(NORMSINV($J$5)*Q124-0.5*Q124^2)/EXP(NORMSINV($J$4)*R124-0.5*R124^2)","v":{"$error":"#VALUE!"}}]
["2,6-dinitrotoluene",{"$f":"'7. Human Health RP'!L123","v":{"$error":"#VALUE!"}},{"$f":" '7. Human Health RP'!M123","v":{"$error":"#VALUE!"}},null,null,null,{"$f":"IF(OR(B125=\"yes\",C125=\"yes\"),'7. Human Health RP'!H123, \"--\")","v":{"$error":"#VALUE!"}},{"$error":"#VALUE!"},{"$error":"#VALUE!"},null,null,null,null,{"$f":"IF('2. Summary Eff Data'!C129>=L125,'2. Summary Eff Data'!C129,\"--\")","v":5.7},{"$f":"IF('2. Summary Eff Data'!C129>=M125,'2. Summary Eff Data'!C129,\"--\")","v":5.7}]
["1,2-diphenylhydrazine",{"$f":"'7. Human Health RP'!L124","v":"--"},{"$f":" '7. Human Health RP'!M124","v":"--"},"yes",{"$f":"'7. Human Health RP'!J124","v":1.4E-2},{"$f":"'7. Human Health RP'!K124","v":0.02},{"$f":"IF(OR(B126=\"yes\",C126=\"yes\"),'7. Human Health RP'!H124, \"--\")","v":"--"},"--","--",{"$f":"IF(OR(B126=\"Yes\",C126=\"Yes\")=TRUE,'7. Human Health RP'!E124,\"--\")","v":"--"},"*","--","--",{"$f":"IF('2. Summary Eff Data'!C130>=L126,'2. Summary Eff Data'!C130,\"--\")","v":"--"},{"$f":"IF('2. Summary Eff Data'!C130>=M126,'2. Summary Eff Data'!C130,\"--\")","v":"--"},null,{"$f":"SQRT(LN($J126^2+1))","v":{"$error":"#VALUE!"}},{"$f":"SQRT(LN($J126^2/K126+1))","v":{"$error":"#VALUE!"}},{"$f":"EXP(NORMSINV($J$5)*Q126-0.5*Q126^2)/EXP(NORMSINV($J$4)*R126-0.5*R126^2)","v":{"$error":"#VALUE!"}}]
["Fluoranthene",{"$f":"'7. Human Health RP'!L125","v":"--"},{"$f":" '7. Human Health RP'!M125","v":"--"},"no",{"$f":"'7. Human Health RP'!J125","v":14},{"$f":"'7. Human Health RP'!K125","v":14},{"$f":"IF(OR(B127=\"yes\",C127=\"yes\"),'7. Human Health RP'!H125, \"--\")","v":"--"},"--","--",{"$f":"IF(OR(B127=\"Yes\",C127=\"Yes\")=TRUE,'7. Human Health RP'!E125,\"--\")","v":"--"},"*","--","--",{"$f":"IF('2. Summary Eff Data'!C131>=L127,'2. Summary Eff Data'!C131,\"--\")","v":"--"},{"$f":"IF('2. Summary Eff Data'!C131>=M127,'2. Summary Eff Data'!C131,\"--\")","v":"--"},null,{"$error":"#VALUE!"},{"$error":"#VALUE!"},{"$error":"#VALUE!"}]
["Fluorene",{"$f":"'7. Human Health RP'!L126","v":"--"},{"$f":" '7. Human Health RP'!M126","v":"--"},"no",{"$f":"'7. Human Health RP'!J126","v":390},{"$f":"'7. Human Health RP'!K126","v":530},{"$f":"IF(OR(B128=\"yes\",C128=\"yes\"),'7. Human Health RP'!H126, \"--\")","v":"--"},"--","--",{"$f":"IF(OR(B128=\"Yes\",C128=\"Yes\")=TRUE,'7. Human Health RP'!E126,\"--\")","v":"--"},"*","--","--",{"$f":"IF('2. Summary Eff Data'!C132>=L128,'2. Summary Eff Data'!C132,\"--\")","v":"--"},{"$f":"IF('2. Summary Eff Data'!C132>=M128,'2. Summary Eff Data'!C132,\"--\")","v":"--"},null,{"$error":"#VALUE!"},{"$error":"#VALUE!"},{"$error":"#VALUE!"}]
["Hexachlorobenzene",{"$f":"'7. Human Health RP'!L127","v":"--"},{"$f":" '7. Human Health RP'!M127","v":"--"},"no",{"$f":"'7. Human Health RP'!J127","v":2.9E-5},{"$f":"'7. Human Health RP'!K127","v":2.9E-5},{"$f":"IF(OR(B129=\"yes\",C129=\"yes\"),'7. Human Health RP'!H127, \"--\")","v":"--"},"--","--",{"$f":"IF(OR(B129=\"Yes\",C129=\"Yes\")=TRUE,'7. Human Health RP'!E127,\"--\")","v":"--"},"*","--","--",{"$f":"IF('2. Summary Eff Data'!C133>=L129,'2. Summary Eff Data'!C133,\"--\")","v":"--"},{"$f":"IF('2. Summary Eff Data'!C133>=M129,'2. Summary Eff Data'!C133,\"--\")","v":"--"},null,{"$error":"#VALUE!"},{"$error":"#VALUE!"},{"$error":"#VALUE!"}]
["Hexachlorobutadiene",{"$f":"'7. Human Health RP'!L128","v":"--"},{"$f":" '7. Human Health RP'!M128","v":"--"},"yes",{"$f":"'7. Human Health RP'!J128","v":0.36},{"$f":"'7. Human Health RP'!K128","v":1.8},{"$f":"IF(OR(B130=\"yes\",C130=\"yes\"),'7. Human Health RP'!H128, \"--\")","v":"--"},"--","--",{"$f":"IF(OR(B130=\"Yes\",C130=\"Yes\")=TRUE,'7. Human Health RP'!E128,\"--\")","v":"--"},"*","--","--",{"$f":"IF('2. Summary Eff Data'!C134>=L130,'2. Summary Eff Data'!C134,\"--\")","v":"--"},{"$f":"IF('2. Summary Eff Data'!C134>=M130,'2. Summary Eff Data'!C134,\"--\")","v":"--"},null,{"$error":"#VALUE!"},{"$error":"#VALUE!"},{"$error":"#VALUE!"}]
["Hexachlorocyclopentadiene",{"$f":"'7. Human Health RP'!L129","v":"--"},{"$f":" '7. Human Health RP'!M129","v":"--"},"no",{"$f":"'7. Human Health RP'!J129","v":30},{"$f":"'7. Human Health RP'!K129","v":110},{"$f":"IF(OR(B131=\"yes\",C131=\"yes\"),'7. Human Health RP'!H129, \"--\")","v":"--"},"--","--",{"$f":"IF(OR(B131=\"Yes\",C131=\"Yes\")=TRUE,'7. Human Health RP'!E129,\"--\")","v":"--"},"*","--","--",{"$f":"IF('2. Summary Eff Data'!C135>=L131,'2. Summary Eff Data'!C135,\"--\")","v":"--"},{"$f":"IF('2. Summary Eff Data'!C135>=M131,'2. Summary Eff Data'!C135,\"--\")","v":"--"},null,{"$error":"#VALUE!"},{"$error":"#VALUE!"},{"$error":"#VALUE!"}]
["Hexachloroethane",{"$f":"'7. Human Health RP'!L130","v":"--"},{"$f":" '7. Human Health RP'!M130","v":"--"},"yes",{"$f":"'7. Human Health RP'!J130","v":0.28999999999999998},{"$f":"'7. Human Health RP'!K130","v":0.33},{"$f":"IF(OR(B132=\"yes\",C132=\"yes\"),'7. Human Health RP'!H130, \"--\")","v":"--"},"--","--",{"$f":"IF(OR(B132=\"Yes\",C132=\"Yes\")=TRUE,'7. Human Health RP'!E130,\"--\")","v":"--"},"*","--","--",{"$f":"IF('2. Summary Eff Data'!C136>=L132,'2. Summary Eff Data'!C136,\"--\")","v":"--"},{"$f":"IF('2. Summary Eff Data'!C136>=M132,'2. Summary Eff Data'!C136,\"--\")","v":"--"},null,{"$error":"#VALUE!"},{"$error":"#VALUE!"},{"$error":"#VALUE!"}]
["Indeno(1,2,3-cd)pyrene",{"$f":"'7. Human Health RP'!L131","v":"--"},{"$f":" '7. Human Health RP'!M131","v":"--"},"yes",{"$f":"'7. Human Health RP'!J131","v":1.2999999999999999E-3},{"$f":"'7. Human Health RP'!K131","v":1.8E-3},{"$f":"IF(OR(B133=\"yes\",C133=\"yes\"),'7. Human Health RP'!H131, \"--\")","v":"--"},"--","--",{"$f":"IF(OR(B133=\"Yes\",C133=\"Yes\")=TRUE,'7. Human Health RP'!E131,\"--\")","v":"--"},"*","--","--",{"$f":"IF('2. Summary Eff Data'!C137>=L133,'2. Summary Eff Data'!C137,\"--\")","v":"--"},{"$f":"IF('2. Summary Eff Data'!C137>=M133,'2. Summary Eff Data'!C137,\"--\")","v":"--"},null,{"$error":"#VALUE!"},{"$error":"#VALUE!"},{"$error":"#VALUE!"}]
["Isophorone",{"$f":"'7. Human Health RP'!L132","v":"--"},{"$f":" '7. Human Health RP'!M132","v":"--"},"no",{"$f":"'7. Human Health RP'!J132","v":27},{"$f":"'7. Human Health RP'!K132","v":96},{"$f":"IF(OR(B134=\"yes\",C134=\"yes\"),'7. Human Health RP'!H132, \"--\")","v":"--"},"--","--",{"$f":"IF(OR(B134=\"Yes\",C134=\"Yes\")=TRUE,'7. Human Health RP'!E132,\"--\")","v":"--"},"*","--","--",{"$f":"IF('2. Summary Eff Data'!C138>=L134,'2. Summary Eff Data'!C138,\"--\")","v":"--"},{"$f":"IF('2. Summary Eff Data'!C138>=M134,'2. Summary Eff Data'!C138,\"--\")","v":"--"},null,{"$error":"#VALUE!"},{"$error":"#VALUE!"},{"$error":"#VALUE!"}]
["Napthalene",{"$f":"'7. Human Health RP'!L133","v":{"$error":"#VALUE!"}},{"$f":" '7. Human Health RP'!M133","v":{"$error":"#VALUE!"}},null,null,null,{"$f":"IF(OR(B135=\"yes\",C135=\"yes\"),'7. Human Health RP'!H133, \"--\")","v":{"$error":"#VALUE!"}},{"$error":"#VALUE!"},{"$error":"#VALUE!"},null,null,null,null,{"$f":"IF('2. Summary Eff Data'!C139>=L135,'2. Summary Eff Data'!C139,\"--\")","v":4.8},{"$f":"IF('2. Summary Eff Data'!C139>=M135,'2. Summary Eff Data'!C139,\"--\")","v":4.8}]
["Nitrobenzene",{"$f":"'7. Human Health RP'!L134","v":"--"},{"$f":" '7. Human Health RP'!M134","v":"--"},"no",{"$f":"'7. Human Health RP'!J134","v":14},{"$f":"'7. Human Health RP'!K134","v":69},{"$f":"IF(OR(B136=\"yes\",C136=\"yes\"),'7. Human Health RP'!H134, \"--\")","v":"--"},"--","--",{"$f":"IF(OR(B136=\"Yes\",C136=\"Yes\")=TRUE,'7. Human Health RP'!E134,\"--\")","v":"--"},"*","--","--",{"$f":"IF('2. Summary Eff Data'!C140>=L136,'2. Summary Eff Data'!C140,\"--\")","v":"--"},{"$f":"IF('2. Summary Eff Data'!C140>=M136,'2. Summary Eff Data'!C140,\"--\")","v":"--"},null,{"$f":"SQRT(LN($J136^2+1))","v":{"$error":"#VALUE!"}},{"$f":"SQRT(LN($J136^2/K136+1))","v":{"$error":"#VALUE!"}},{"$f":"EXP(NORMSINV($J$5)*Q136-0.5*Q136^2)/EXP(NORMSINV($J$4)*R136-0.5*R136^2)","v":{"$error":"#VALUE!"}}]
["N-nitrosodimethylamine",{"$f":"'7. Human Health RP'!L135","v":"--"},{"$f":" '7. Human Health RP'!M135","v":"--"},"yes",{"$f":"'7. Human Health RP'!J135","v":6.8000000000000005E-4},{"$f":"'7. Human Health RP'!K135","v":0.3},{"$f":"IF(OR(B137=\"yes\",C137=\"yes\"),'7. Human Health RP'!H135, \"--\")","v":"--"},"--","--",{"$f":"IF(OR(B137=\"Yes\",C137=\"Yes\")=TRUE,'7. Human Health RP'!E135,\"--\")","v":"--"},"*","--","--",{"$f":"IF('2. Summary Eff Data'!C141>=L137,'2. Summary Eff Data'!C141,\"--\")","v":"--"},{"$f":"IF('2. Summary Eff Data'!C141>=M137,'2. Summary Eff Data'!C141,\"--\")","v":"--"},null,{"$f":"SQRT(LN($J137^2+1))","v":{"$error":"#VALUE!"}},{"$f":"SQRT(LN($J137^2/K137+1))","v":{"$error":"#VALUE!"}},{"$f":"EXP(NORMSINV($J$5)*Q137-0.5*Q137^2)/EXP(NORMSINV($J$4)*R137-0.5*R137^2)","v":{"$error":"#VALUE!"}}]
["N-nitrosodi-n-propylamine",{"$f":"'7. Human Health RP'!L136","v":"--"},{"$f":" '7. Human Health RP'!M136","v":"--"},"yes",{"$f":"'7. Human Health RP'!J136","v":4.5999999999999999E-3},{"$f":"'7. Human Health RP'!K136","v":5.0999999999999997E-2},{"$f":"IF(OR(B138=\"yes\",C138=\"yes\"),'7. Human Health RP'!H136, \"--\")","v":"--"},"--","--",{"$f":"IF(OR(B138=\"Yes\",C138=\"Yes\")=TRUE,'7. Human Health RP'!E136,\"--\")","v":"--"},"*","--","--",{"$f":"IF('2. Summary Eff Data'!C142>=L138,'2. Summary Eff Data'!C142,\"--\")","v":"--"},{"$f":"IF('2. Summary Eff Data'!C142>=M138,'2. Summary Eff Data'!C142,\"--\")","v":"--"},null,{"$f":"SQRT(LN($J138^2+1))","v":{"$error":"#VALUE!"}},{"$f":"SQRT(LN($J138^2/K138+1))","v":{"$error":"#VALUE!"}},{"$f":"EXP(NORMSINV($J$5)*Q138-0.5*Q138^2)/EXP(NORMSINV($J$4)*R138-0.5*R138^2)","v":{"$error":"#VALUE!"}}]
["N-nitrosodiphenylamine",{"$f":"'7. Human Health RP'!L137","v":"--"},{"$f":" '7. Human Health RP'!M137","v":"--"},"yes",{"$f":"'7. Human Health RP'!J137","v":0.55000000000000004},{"$f":"'7. Human Health RP'!K137","v":0.6},{"$f":"IF(OR(B139=\"yes\",C139=\"yes\"),'7. Human Health RP'!H137, \"--\")","v":"--"},"--","--",{"$f":"IF(OR(B139=\"Yes\",C139=\"Yes\")=TRUE,'7. Human Health RP'!E137,\"--\")","v":"--"},"*","--","--",{"$f":"IF('2. Summary Eff Data'!C143>=L139,'2. Summary Eff Data'!C143,\"--\")","v":"--"},{"$f":"IF('2. Summary Eff Data'!C143>=M139,'2. Summary Eff Data'!C143,\"--\")","v":"--"},null,{"$f":"SQRT(LN($J139^2+1))","v":{"$error":"#VALUE!"}},{"$f":"SQRT(LN($J139^2/K139+1))","v":{"$error":"#VALUE!"}},{"$f":"EXP(NORMSINV($J$5)*Q139-0.5*Q139^2)/EXP(NORMSINV($J$4)*R139-0.5*R139^2)","v":{"$error":"#VALUE!"}}]
["Pentachlorobenzene",{"$f":"'7. Human Health RP'!L138","v":"--"},{"$f":" '7. Human Health RP'!M138","v":"--"},"no",{"$f":"'7. Human Health RP'!J138","v":0.15},{"$f":"'7. Human Health RP'!K138","v":0.15},{"$f":"IF(OR(B140=\"yes\",C140=\"yes\"),'7. Human Health RP'!H138, \"--\")","v":"--"},"--","--",{"$f":"IF(OR(B140=\"Yes\",C140=\"Yes\")=TRUE,'7. Human Health RP'!E138,\"--\")","v":"--"},"*","--","--",{"$f":"IF('2. Summary Eff Data'!C144>=L140,'2. Summary Eff Data'!C144,\"--\")","v":"--"},{"$f":"IF('2. Summary Eff Data'!C144>=M140,'2. Summary Eff Data'!C144,\"--\")","v":"--"},null,{"$f":"SQRT(LN($J140^2+1))","v":{"$error":"#VALUE!"}},{"$f":"SQRT(LN($J140^2/K140+1))","v":{"$error":"#VALUE!"}},{"$f":"EXP(NORMSINV($J$5)*Q140-0.5*Q140^2)/EXP(NORMSINV($J$4)*R140-0.5*R140^2)","v":{"$error":"#VALUE!"}}]
["Phenanthrene",{"$f":"'7. Human Health RP'!L139","v":{"$error":"#VALUE!"}},{"$f":" '7. Human Health RP'!M139","v":{"$error":"#VALUE!"}},null,null,null,{"$f":"IF(OR(B141=\"yes\",C141=\"yes\"),'7. Human Health RP'!H139, \"--\")","v":{"$error":"#VALUE!"}},{"$error":"#VALUE!"},{"$error":"#VALUE!"},null,null,null,null,{"$f":"IF('2. Summary Eff Data'!C145>=L141,'2. Summary Eff Data'!C145,\"--\")","v":16.2},{"$f":"IF('2. Summary Eff Data'!C145>=M141,'2. Summary Eff Data'!C145,\"--\")","v":16.2}]
["Pyrene",{"$f":"'7. Human Health RP'!L140","v":"--"},{"$f":" '7. Human Health RP'!M140","v":"--"},"no",{"$f":"'7. Human Health RP'!J140","v":290},{"$f":"'7. Human Health RP'!K140","v":400},{"$f":"IF(OR(B142=\"yes\",C142=\"yes\"),'7. Human Health RP'!H140, \"--\")","v":"--"},"--","--",{"$f":"IF(OR(B142=\"Yes\",C142=\"Yes\")=TRUE,'7. Human Health RP'!E140,\"--\")","v":"--"},"*","--","--",{"$f":"IF('2. Summary Eff Data'!C146>=L142,'2. Summary Eff Data'!C146,\"--\")","v":"--"},{"$f":"IF('2. Summary Eff Data'!C146>=M142,'2. Summary Eff Data'!C146,\"--\")","v":"--"},null,{"$f":"SQRT(LN($J142^2+1))","v":{"$error":"#VALUE!"}},{"$f":"SQRT(LN($J142^2/K142+1))","v":{"$error":"#VALUE!"}},{"$f":"EXP(NORMSINV($J$5)*Q142-0.5*Q142^2)/EXP(NORMSINV($J$4)*R142-0.5*R142^2)","v":{"$error":"#VALUE!"}}]
["1,2,4-trichlorobenzene",{"$f":"'7. Human Health RP'!L141","v":"--"},{"$f":" '7. Human Health RP'!M141","v":"--"},"no",{"$f":"'7. Human Health RP'!J141","v":6.4},{"$f":"'7. Human Health RP'!K141","v":7},{"$f":"IF(OR(B143=\"yes\",C143=\"yes\"),'7. Human Health RP'!H141, \"--\")","v":"--"},"--","--",{"$f":"IF(OR(B143=\"Yes\",C143=\"Yes\")=TRUE,'7. Human Health RP'!E141,\"--\")","v":"--"},"*","--","--",{"$f":"IF('2. Summary Eff Data'!C147>=L143,'2. Summary Eff Data'!C147,\"--\")","v":"--"},{"$f":"IF('2. Summary Eff Data'!C147>=M143,'2. Summary Eff Data'!C147,\"--\")","v":"--"},null,{"$f":"SQRT(LN($J143^2+1))","v":{"$error":"#VALUE!"}},{"$f":"SQRT(LN($J143^2/K143+1))","v":{"$error":"#VALUE!"}},{"$f":"EXP(NORMSINV($J$5)*Q143-0.5*Q143^2)/EXP(NORMSINV($J$4)*R143-0.5*R143^2)","v":{"$error":"#VALUE!"}}]
["Tetrachlorobenzene,1,2,4,5",{"$f":"'7. Human Health RP'!L142","v":"--"},{"$f":" '7. Human Health RP'!M142","v":"--"},"no",{"$f":"'7. Human Health RP'!J142","v":0.11},{"$f":"'7. Human Health RP'!K142","v":0.11},{"$f":"IF(OR(B144=\"yes\",C144=\"yes\"),'7. Human Health RP'!H142, \"--\")","v":"--"},"--","--",{"$f":"IF(OR(B144=\"Yes\",C144=\"Yes\")=TRUE,'7. Human Health RP'!E142,\"--\")","v":"--"},"*","--","--",{"$f":"IF('2. Summary Eff Data'!C148>=L144,'2. Summary Eff Data'!C148,\"--\")","v":"--"},{"$f":"IF('2. Summary Eff Data'!C148>=M144,'2. Summary Eff Data'!C148,\"--\")","v":"--"},null,{"$f":"SQRT(LN($J144^2+1))","v":{"$error":"#VALUE!"}},{"$f":"SQRT(LN($J144^2/K144+1))","v":{"$error":"#VALUE!"}},{"$f":"EXP(NORMSINV($J$5)*Q144-0.5*Q144^2)/EXP(NORMSINV($J$4)*R144-0.5*R144^2)","v":{"$error":"#VALUE!"}}]
["Table 3:  Pesticides and PCBs"]
["Aldrin",{"$f":"'7. Human Health RP'!L144","v":"--"},{"$f":" '7. Human Health RP'!M144","v":"--"},"yes",{"$f":"'7. Human Health RP'!J144","v":5.0000000000000004E-6},{"$f":"'7. Human Health RP'!K144","v":5.0000000000000004E-6},{"$f":"IF(OR(B146=\"yes\",C146=\"yes\"),'7. Human Health RP'!H144, \"--\")","v":"--"},{"$f":"IF(B146=\"yes\",IF(E146=\"na\",\"na\",IF($G146>=E146,E146,IF($D146=\"no\",$J$3*(E146-$G146)+$G146,$J$2*(E146-$G146)+$G146))),\"--\")","v":"--"},{"$f":"IF(C146=\"yes\",(IF(F146=\"na\",\"na\",IF($G146>=F146,F146,IF($D146=\"no\",$J$3*(F146-$G146)+$G146,$J$2*(F146-$G146)+$G146)))),\"--\")","v":"--"},{"$f":"IF(OR(B146=\"Yes\",C146=\"Yes\")=TRUE,'7. Human Health RP'!E144,\"--\")","v":"--"},"*",{"$f":"IF(OR(G146=\"--\",J146=\"--\"),\"--\",MIN(H146,I146))","v":"--"},{"$f":"IF(OR($G146=\"--\",J146=\"--\"),\"--\",(L146*S146))","v":"--"},{"$f":"IF('2. Summary Eff Data'!C150>=L146,'2. Summary Eff Data'!C150,\"--\")","v":"--"},{"$f":"IF('2. Summary Eff Data'!C150>=M146,'2. Summary Eff Data'!C150,\"--\")","v":"--"},null,{"$f":"SQRT(LN($J146^2+1))","v":{"$error":"#VALUE!"}},{"$f":"SQRT(LN($J146^2/K146+1))","v":{"$error":"#VALUE!"}},{"$f":"EXP(NORMSINV($J$5)*Q146-0.5*Q146^2)/EXP(NORMSINV($J$4)*R146-0.5*R146^2)","v":{"$error":"#VALUE!"}}]
["BHC-Technical",{"$f":"'7. Human Health RP'!L145","v":"--"},{"$f":" '7. Human Health RP'!M145","v":"--"},"yes",{"$f":"'7. Human Health RP'!J145","v":1.4E-3},{"$f":"'7. Human Health RP'!K145","v":1.5E-3},{"$f":"IF(OR(B147=\"yes\",C147=\"yes\"),'7. Human Health RP'!H145, \"--\")","v":"--"},"--","--",{"$f":"IF(OR(B147=\"Yes\",C147=\"Yes\")=TRUE,'7. Human Health RP'!E145,\"--\")","v":"--"},"*","--","--",{"$f":"IF('2. Summary Eff Data'!C151>=L147,'2. Summary Eff Data'!C151,\"--\")","v":"--"},{"$f":"IF('2. Summary Eff Data'!C151>=M147,'2. Summary Eff Data'!C151,\"--\")","v":"--"},null,{"$error":"#VALUE!"},{"$error":"#VALUE!"},{"$f":"EXP(NORMSINV($J$5)*Q147-0.5*Q147^2)/EXP(NORMSINV($J$4)*R147-0.5*R147^2)","v":{"$error":"#VALUE!"}}]
["BHC-alpha",{"$f":"'7. Human Health RP'!L146","v":"--"},{"$f":" '7. Human Health RP'!M146","v":"--"},"yes",{"$f":"'7. Human Health RP'!J146","v":4.4999999999999999E-4},{"$f":"'7. Human Health RP'!K146","v":4.8999999999999998E-4},{"$f":"IF(OR(B148=\"yes\",C148=\"yes\"),'7. Human Health RP'!H146, \"--\")","v":"--"},"--","--",{"$f":"IF(OR(B148=\"Yes\",C148=\"Yes\")=TRUE,'7. Human Health RP'!E146,\"--\")","v":"--"},"*","--","--",{"$f":"IF('2. Summary Eff Data'!C152>=L148,'2. Summary Eff Data'!C152,\"--\")","v":"--"},{"$f":"IF('2. Summary Eff Data'!C152>=M148,'2. Summary Eff Data'!C152,\"--\")","v":"--"},null,{"$error":"#VALUE!"},{"$error":"#VALUE!"},{"$f":"EXP(NORMSINV($J$5)*Q148-0.5*Q148^2)/EXP(NORMSINV($J$4)*R148-0.5*R148^2)","v":{"$error":"#VALUE!"}}]
["BHC-beta",{"$f":"'7. Human Health RP'!L147","v":"--"},{"$f":" '7. Human Health RP'!M147","v":"--"},"yes",{"$f":"'7. Human Health RP'!J147","v":1.6000000000000001E-3},{"$f":"'7. Human Health RP'!K147","v":1.6999999999999999E-3},{"$f":"IF(OR(B149=\"yes\",C149=\"yes\"),'7. Human Health RP'!H147, \"--\")","v":"--"},"--","--",{"$f":"IF(OR(B149=\"Yes\",C149=\"Yes\")=TRUE,'7. Human Health RP'!E147,\"--\")","v":"--"},"*","--","--",{"$f":"IF('2. Summary Eff Data'!C153>=L149,'2. Summary Eff Data'!C153,\"--\")","v":"--"},{"$f":"IF('2. Summary Eff Data'!C153>=M149,'2. Summary Eff Data'!C153,\"--\")","v":"--"},null,{"$error":"#VALUE!"},{"$error":"#VALUE!"},{"$f":"EXP(NORMSINV($J$5)*Q149-0.5*Q149^2)/EXP(NORMSINV($J$4)*R149-0.5*R149^2)","v":{"$error":"#VALUE!"}}]
["BHC-delta",{"$f":"'7. Human Health RP'!L148","v":{"$error":"#VALUE!"}},{"$f":" '7. Human Health RP'!M148","v":{"$error":"#VALUE!"}},null,null,null,{"$f":"IF(OR(B150=\"yes\",C150=\"yes\"),'7. Human Health RP'!H148, \"--\")","v":{"$error":"#VALUE!"}},{"$error":"#VALUE!"},{"$error":"#VALUE!"},null,null,null,null,{"$f":"IF('2. Summary Eff Data'!C154>=L150,'2. Summary Eff Data'!C154,\"--\")","v":0.01},{"$f":"IF('2. Summary Eff Data'!C154>=M150,'2. Summary Eff Data'!C154,\"--\")","v":0.01}]
["BHC-gamma (Lindane)",{"$f":"'7. Human Health RP'!L149","v":"--"},{"$f":" '7. Human Health RP'!M149","v":"--"},"no",{"$f":"'7. Human Health RP'!J149","v":0.17},{"$f":"'7. Human Health RP'!K149","v":0.18},{"$f":"IF(OR(B151=\"yes\",C151=\"yes\"),'7. Human Health RP'!H149, \"--\")","v":"--"},"--","--",{"$f":"IF(OR(B151=\"Yes\",C151=\"Yes\")=TRUE,'7. Human Health RP'!E149,\"--\")","v":"--"},"*","--","--",{"$f":"IF('2. Summary Eff Data'!C155>=L151,'2. Summary Eff Data'!C155,\"--\")","v":"--"},{"$f":"IF('2. Summary Eff Data'!C155>=M151,'2. Summary Eff Data'!C155,\"--\")","v":"--"},null,{"$f":"SQRT(LN($J151^2+1))","v":{"$error":"#VALUE!"}},{"$f":"SQRT(LN($J151^2/K151+1))","v":{"$error":"#VALUE!"}},{"$f":"EXP(NORMSINV($J$5)*Q151-0.5*Q151^2)/EXP(NORMSINV($J$4)*R151-0.5*R151^2)","v":{"$error":"#VALUE!"}}]
["Chlordane",{"$f":"'7. Human Health RP'!L150","v":"--"},{"$f":" '7. Human Health RP'!M150","v":"--"},"yes",{"$f":"'7. Human Health RP'!J150","v":8.1000000000000004E-5},{"$f":"'7. Human Health RP'!K150","v":8.1000000000000004E-5},{"$f":"IF(OR(B152=\"yes\",C152=\"yes\"),'7. Human Health RP'!H150, \"--\")","v":"--"},"--","--",{"$f":"IF(OR(B152=\"Yes\",C152=\"Yes\")=TRUE,'7. Human Health RP'!E150,\"--\")","v":"--"},"*","--","--",{"$f":"IF('2. Summary Eff Data'!C156>=L152,'2. Summary Eff Data'!C156,\"--\")","v":"--"},{"$f":"IF('2. Summary Eff Data'!C156>=M152,'2. Summary Eff Data'!C156,\"--\")","v":"--"},null,{"$error":"#VALUE!"},{"$error":"#VALUE!"},{"$f":"EXP(NORMSINV($J$5)*Q152-0.5*Q152^2)/EXP(NORMSINV($J$4)*R152-0.5*R152^2)","v":{"$error":"#VALUE!"}}]
["Chloropyrifos",{"$f":"'7. Human Health RP'!L151","v":{"$error":"#VALUE!"}},{"$f":" '7. Human Health RP'!M151","v":{"$error":"#VALUE!"}},null,null,null,{"$f":"IF(OR(B153=\"yes\",C153=\"yes\"),'7. Human Health RP'!H151, \"--\")","v":{"$error":"#VALUE!"}},{"$error":"#VALUE!"},{"$error":"#VALUE!"},null,null,null,null,{"$f":"IF('2. Summary Eff Data'!C157>=L153,'2. Summary Eff Data'!C157,\"--\")","v":0.05},{"$f":"IF('2. Summary Eff Data'!C157>=M153,'2. Summary Eff Data'!C157,\"--\")","v":0.05}]
["Demeton",{"$f":"'7. Human Health RP'!L152","v":{"$error":"#VALUE!"}},{"$f":" '7. Human Health RP'!M152","v":{"$error":"#VALUE!"}},null,null,null,{"$f":"IF(OR(B154=\"yes\",C154=\"yes\"),'7. Human Health RP'!H152, \"--\")","v":{"$error":"#VALUE!"}},{"$error":"#VALUE!"},{"$error":"#VALUE!"},null,null,null,null,{"$f":"IF('2. Summary Eff Data'!C158>=L154,'2. Summary Eff Data'!C158,\"--\")","v":2.4500000000000002},{"$f":"IF('2. Summary Eff Data'!C158>=M154,'2. Summary Eff Data'!C158,\"--\")","v":2.4500000000000002}]
["DDD 4,4'",{"$f":"'7. Human Health RP'!L153","v":"--"},{"$f":" '7. Human Health RP'!M153","v":"--"},"yes",{"$f":"'7. Human Health RP'!J153","v":3.1000000000000001E-5},{"$f":"'7. Human Health RP'!K153","v":3.1000000000000001E-5},{"$f":"IF(OR(B155=\"yes\",C155=\"yes\"),'7. Human Health RP'!H153, \"--\")","v":"--"},"--","--",{"$f":"IF(OR(B155=\"Yes\",C155=\"Yes\")=TRUE,'7. Human Health RP'!E153,\"--\")","v":"--"},"*","--","--",{"$f":"IF('2. Summary Eff Data'!C159>=L155,'2. Summary Eff Data'!C159,\"--\")","v":"--"},{"$f":"IF('2. Summary Eff Data'!C159>=M155,'2. Summary Eff Data'!C159,\"--\")","v":"--"},null,{"$f":"SQRT(LN($J155^2+1))","v":{"$error":"#VALUE!"}},{"$f":"SQRT(LN($J155^2/K155+1))","v":{"$error":"#VALUE!"}},{"$f":"EXP(NORMSINV($J$5)*Q155-0.5*Q155^2)/EXP(NORMSINV($J$4)*R155-0.5*R155^2)","v":{"$error":"#VALUE!"}}]
["DDE 4,4'",{"$f":"'7. Human Health RP'!L154","v":"--"},{"$f":" '7. Human Health RP'!M154","v":"--"},"yes",{"$f":"'7. Human Health RP'!J154","v":2.1999999999999999E-5},{"$f":"'7. Human Health RP'!K154","v":2.1999999999999999E-5},{"$f":"IF(OR(B156=\"yes\",C156=\"yes\"),'7. Human Health RP'!H154, \"--\")","v":"--"},"--","--",{"$f":"IF(OR(B156=\"Yes\",C156=\"Yes\")=TRUE,'7. Human Health RP'!E154,\"--\")","v":"--"},"*","--","--",{"$f":"IF('2. Summary Eff Data'!C160>=L156,'2. Summary Eff Data'!C160,\"--\")","v":"--"},{"$f":"IF('2. Summary Eff Data'!C160>=M156,'2. Summary Eff Data'!C160,\"--\")","v":"--"},null,{"$error":"#VALUE!"},{"$error":"#VALUE!"},{"$error":"#VALUE!"}]
["DDT 4,4'",{"$f":"'7. Human Health RP'!L155","v":"--"},{"$f":" '7. Human Health RP'!M155","v":"--"},"yes",{"$f":"'7. Human Health RP'!J155","v":2.1999999999999999E-5},{"$f":"'7. Human Health RP'!K155","v":2.1999999999999999E-5},{"$f":"IF(OR(B157=\"yes\",C157=\"yes\"),'7. Human Health RP'!H155, \"--\")","v":"--"},"--","--",{"$f":"IF(OR(B157=\"Yes\",C157=\"Yes\")=TRUE,'7. Human Health RP'!E155,\"--\")","v":"--"},"*","--","--",{"$f":"IF('2. Summary Eff Data'!C161>=L157,'2. Summary Eff Data'!C161,\"--\")","v":"--"},{"$f":"IF('2. Summary Eff Data'!C161>=M157,'2. Summary Eff Data'!C161,\"--\")","v":"--"},null,{"$error":"#VALUE!"},{"$error":"#VALUE!"},{"$error":"#VALUE!"}]
["Dieldrin",{"$f":"'7. Human Health RP'!L156","v":"--"},{"$f":" '7. Human Health RP'!M156","v":"--"},"yes",{"$f":"'7. Human Health RP'!J156","v":5.3000000000000001E-6},{"$f":"'7. Human Health RP'!K156","v":5.4E-6},{"$f":"IF(OR(B158=\"yes\",C158=\"yes\"),'7. Human Health RP'!H156, \"--\")","v":"--"},"--","--",{"$f":"IF(OR(B158=\"Yes\",C158=\"Yes\")=TRUE,'7. Human Health RP'!E156,\"--\")","v":"--"},"*","--","--",{"$f":"IF('2. Summary Eff Data'!C162>=L158,'2. Summary Eff Data'!C162,\"--\")","v":"--"},{"$f":"IF('2. Summary Eff Data'!C162>=M158,'2. Summary Eff Data'!C162,\"--\")","v":"--"},null,{"$error":"#VALUE!"},{"$error":"#VALUE!"},{"$error":"#VALUE!"}]
["Endosulfan alpha",{"$f":"'7. Human Health RP'!L157","v":"--"},{"$f":" '7. Human Health RP'!M157","v":"--"},"no",{"$f":"'7. Human Health RP'!J157","v":8.5},{"$f":"'7. Human Health RP'!K157","v":8.9},{"$f":"IF(OR(B159=\"yes\",C159=\"yes\"),'7. Human Health RP'!H157, \"--\")","v":"--"},"--","--",{"$f":"IF(OR(B159=\"Yes\",C159=\"Yes\")=TRUE,'7. Human Health RP'!E157,\"--\")","v":"--"},"*","--","--",{"$f":"IF('2. Summary Eff Data'!C163>=L159,'2. Summary Eff Data'!C163,\"--\")","v":"--"},{"$f":"IF('2. Summary Eff Data'!C163>=M159,'2. Summary Eff Data'!C163,\"--\")","v":"--"},null,{"$error":"#VALUE!"},{"$error":"#VALUE!"},{"$error":"#VALUE!"}]
["Endosulfan beta",{"$f":"'7. Human Health RP'!L158","v":"--"},{"$f":" '7. Human Health RP'!M158","v":"--"},"no",{"$f":"'7. Human Health RP'!J158","v":8.5},{"$f":"'7. Human Health RP'!K158","v":8.9},{"$f":"IF(OR(B160=\"yes\",C160=\"yes\"),'7. Human Health RP'!H158, \"--\")","v":"--"},"--","--",{"$f":"IF(OR(B160=\"Yes\",C160=\"Yes\")=TRUE,'7. Human Health RP'!E158,\"--\")","v":"--"},"*","--","--",{"$f":"IF('2. Summary Eff Data'!C164>=L160,'2. Summary Eff Data'!C164,\"--\")","v":"--"},{"$f":"IF('2. Summary Eff Data'!C164>=M160,'2. Summary Eff Data'!C164,\"--\")","v":"--"},null,{"$error":"#VALUE!"},{"$error":"#VALUE!"},{"$error":"#VALUE!"}]
["Endosulfan Sulfate",{"$f":"'7. Human Health RP'!L159","v":"--"},{"$f":" '7. Human Health RP'!M159","v":"--"},"no",{"$f":"'7. Human Health RP'!J159","v":8.5},{"$f":"'7. Human Health RP'!K159","v":8.9},{"$f":"IF(OR(B161=\"yes\",C161=\"yes\"),'7. Human Health RP'!H159, \"--\")","v":"--"},"--","--",{"$f":"IF(OR(B161=\"Yes\",C161=\"Yes\")=TRUE,'7. Human Health RP'!E159,\"--\")","v":"--"},"*","--","--",{"$f":"IF('2. Summary Eff Data'!C165>=L161,'2. Summary Eff Data'!C165,\"--\")","v":"--"},{"$f":"IF('2. Summary Eff Data'!C165>=M161,'2. Summary Eff Data'!C165,\"--\")","v":"--"},null,{"$error":"#VALUE!"},{"$error":"#VALUE!"},{"$error":"#VALUE!"}]
["Endosulfan",{"$f":"'7. Human Health RP'!L160","v":{"$error":"#VALUE!"}},{"$f":" '7. Human Health RP'!M160","v":{"$error":"#VALUE!"}},null,null,null,{"$f":"IF(OR(B162=\"yes\",C162=\"yes\"),'7. Human Health RP'!H160, \"--\")","v":{"$error":"#VALUE!"}},{"$error":"#VALUE!"},{"$error":"#VALUE!"},null,null,null,null,{"$f":"IF('2. Summary Eff Data'!C166>=L162,'2. Summary Eff Data'!C166,\"--\")","v":0.01},{"$f":"IF('2. Summary Eff Data'!C166>=M162,'2. Summary Eff Data'!C166,\"--\")","v":0.01}]
["Endrin",{"$f":"'7. Human Health RP'!L161","v":"--"},{"$f":" '7. Human Health RP'!M161","v":"--"},"no",{"$f":"'7. Human Health RP'!J161","v":2.4E-2},{"$f":"'7. Human Health RP'!K161","v":2.4E-2},{"$f":"IF(OR(B163=\"yes\",C163=\"yes\"),'7. Human Health RP'!H161, \"--\")","v":"--"},"--","--",{"$f":"IF(OR(B163=\"Yes\",C163=\"Yes\")=TRUE,'7. Human Health RP'!E161,\"--\")","v":"--"},"*","--","--",{"$f":"IF('2. Summary Eff Data'!C167>=L163,'2. Summary Eff Data'!C167,\"--\")","v":"--"},{"$f":"IF('2. Summary Eff Data'!C167>=M163,'2. Summary Eff Data'!C167,\"--\")","v":"--"},null,{"$f":"SQRT(LN($J163^2+1))","v":{"$error":"#VALUE!"}},{"$f":"SQRT(LN($J163^2/K163+1))","v":{"$error":"#VALUE!"}},{"$f":"EXP(NORMSINV($J$5)*Q163-0.5*Q163^2)/EXP(NORMSINV($J$4)*R163-0.5*R163^2)","v":{"$error":"#VALUE!"}}]
["Endrin Aldehyde",{"$f":"'7. Human Health RP'!L162","v":"--"},{"$f":" '7. Human Health RP'!M162","v":"--"},"no",{"$f":"'7. Human Health RP'!J162","v":0.03},{"$f":"'7. Human Health RP'!K162","v":0.03},{"$f":"IF(OR(B164=\"yes\",C164=\"yes\"),'7. Human Health RP'!H162, \"--\")","v":"--"},"--","--",{"$f":"IF(OR(B164=\"Yes\",C164=\"Yes\")=TRUE,'7. Human Health RP'!E162,\"--\")","v":"--"},"*","--","--",{"$f":"IF('2. Summary Eff Data'!C168>=L164,'2. Summary Eff Data'!C168,\"--\")","v":"--"},{"$f":"IF('2. Summary Eff Data'!C168>=M164,'2. Summary Eff Data'!C168,\"--\")","v":"--"},null,{"$error":"#VALUE!"},{"$error":"#VALUE!"},{"$f":"EXP(NORMSINV($J$5)*Q164-0.5*Q164^2)/EXP(NORMSINV($J$4)*R164-0.5*R164^2)","v":{"$error":"#VALUE!"}}]
["Guthion",{"$f":"'7. Human Health RP'!L163","v":{"$error":"#VALUE!"}},{"$f":" '7. Human Health RP'!M163","v":{"$error":"#VALUE!"}},null,null,null,{"$f":"IF(OR(B165=\"yes\",C165=\"yes\"),'7. Human Health RP'!H163, \"--\")","v":{"$error":"#VALUE!"}},{"$error":"#VALUE!"},{"$error":"#VALUE!"},null,null,null,null,{"$f":"IF('2. Summary Eff Data'!C169>=L165,'2. Summary Eff Data'!C169,\"--\")","v":1.75},{"$f":"IF('2. Summary Eff Data'!C169>=M165,'2. Summary Eff Data'!C169,\"--\")","v":1.75}]
["Heptachlor",{"$f":"'7. Human Health RP'!L164","v":"--"},{"$f":" '7. Human Health RP'!M164","v":"--"},"yes",{"$f":"'7. Human Health RP'!J164","v":7.9000000000000006E-6},{"$f":"'7. Human Health RP'!K164","v":7.9000000000000006E-6},{"$f":"IF(OR(B166=\"yes\",C166=\"yes\"),'7. Human Health RP'!H164, \"--\")","v":"--"},"--","--",{"$f":"IF(OR(B166=\"Yes\",C166=\"Yes\")=TRUE,'7. Human Health RP'!E164,\"--\")","v":"--"},"*","--","--",{"$f":"IF('2. Summary Eff Data'!C170>=L166,'2. Summary Eff Data'!C170,\"--\")","v":"--"},{"$f":"IF('2. Summary Eff Data'!C170>=M166,'2. Summary Eff Data'!C170,\"--\")","v":"--"},null,{"$f":"SQRT(LN($J166^2+1))","v":{"$error":"#VALUE!"}},{"$f":"SQRT(LN($J166^2/K166+1))","v":{"$error":"#VALUE!"}},{"$f":"EXP(NORMSINV($J$5)*Q166-0.5*Q166^2)/EXP(NORMSINV($J$4)*R166-0.5*R166^2)","v":{"$error":"#VALUE!"}}]
["Heptachlor Epoxide",{"$f":"'7. Human Health RP'!L165","v":"--"},{"$f":" '7. Human Health RP'!M165","v":"--"},"yes",{"$f":"'7. Human Health RP'!J165","v":3.8999999999999999E-6},{"$f":"'7. Human Health RP'!K165","v":3.8999999999999999E-6},{"$f":"IF(OR(B167=\"yes\",C167=\"yes\"),'7. Human Health RP'!H165, \"--\")","v":"--"},"--","--",{"$f":"IF(OR(B167=\"Yes\",C167=\"Yes\")=TRUE,'7. Human Health RP'!E165,\"--\")","v":"--"},"*","--","--",{"$f":"IF('2. Summary Eff Data'!C171>=L167,'2. Summary Eff Data'!C171,\"--\")","v":"--"},{"$f":"IF('2. Summary Eff Data'!C171>=M167,'2. Summary Eff Data'!C171,\"--\")","v":"--"},null,{"$error":"#VALUE!"},{"$error":"#VALUE!"},{"$f":"EXP(NORMSINV($J$5)*Q167-0.5*Q167^2)/EXP(NORMSINV($J$4)*R167-0.5*R167^2)","v":{"$error":"#VALUE!"}}]
["Malathion",{"$f":"'7. Human Health RP'!L166","v":{"$error":"#VALUE!"}},{"$f":" '7. Human Health RP'!M166","v":{"$error":"#VALUE!"}},null,null,null,{"$f":"IF(OR(B168=\"yes\",C168=\"yes\"),'7. Human Health RP'!H166, \"--\")","v":{"$error":"#VALUE!"}},{"$error":"#VALUE!"},{"$error":"#VALUE!"},null,null,null,null,{"$f":"IF('2. Summary Eff Data'!C172>=L168,'2. Summary Eff Data'!C172,\"--\")","v":1.9},{"$f":"IF('2. Summary Eff Data'!C172>=M168,'2. Summary Eff Data'!C172,\"--\")","v":1.9}]
["Methoxychlor",{"$f":"'7. Human Health RP'!L167","v":"--"},{"$f":" '7. Human Health RP'!M167","v":"--"},"no",{"$f":"'7. Human Health RP'!J167","v":100},{"$f":"'7. Human Health RP'!K167","v":"na"},{"$f":"IF(OR(B169=\"yes\",C169=\"yes\"),'7. Human Health RP'!H167, \"--\")","v":"--"},"--","--",{"$f":"IF(OR(B169=\"Yes\",C169=\"Yes\")=TRUE,'7. Human Health RP'!E167,\"--\")","v":"--"},"*","--","--",{"$f":"IF('2. Summary Eff Data'!C173>=L169,'2. Summary Eff Data'!C173,\"--\")","v":"--"},{"$f":"IF('2. Summary Eff Data'!C173>=M169,'2. Summary Eff Data'!C173,\"--\")","v":"--"},null,{"$f":"SQRT(LN($J169^2+1))","v":{"$error":"#VALUE!"}},{"$f":"SQRT(LN($J169^2/K169+1))","v":{"$error":"#VALUE!"}},{"$f":"EXP(NORMSINV($J$5)*Q169-0.5*Q169^2)/EXP(NORMSINV($J$4)*R169-0.5*R169^2)","v":{"$error":"#VALUE!"}}]
["Mirex",{"$f":"'7. Human Health RP'!L168","v":{"$error":"#VALUE!"}},{"$f":" '7. Human Health RP'!M168","v":{"$error":"#VALUE!"}},null,null,null,{"$f":"IF(OR(B170=\"yes\",C170=\"yes\"),'7. Human Health RP'!H168, \"--\")","v":{"$error":"#VALUE!"}},{"$error":"#VALUE!"},{"$error":"#VALUE!"},null,null,null,null,{"$f":"IF('2. Summary Eff Data'!C174>=L170,'2. Summary Eff Data'!C174,\"--\")","v":0.96},{"$f":"IF('2. Summary Eff Data'!C174>=M170,'2. Summary Eff Data'!C174,\"--\")","v":0.96}]
["Parathion",{"$f":"'7. Human Health RP'!L169","v":{"$error":"#VALUE!"}},{"$f":" '7. Human Health RP'!M169","v":{"$error":"#VALUE!"}},null,null,null,{"$f":"IF(OR(B171=\"yes\",C171=\"yes\"),'7. Human Health RP'!H169, \"--\")","v":{"$error":"#VALUE!"}},{"$error":"#VALUE!"},{"$error":"#VALUE!"},null,null,null,null,{"$f":"IF('2. Summary Eff Data'!C175>=L171,'2. Summary Eff Data'!C175,\"--\")","v":0.95},{"$f":"IF('2. Summary Eff Data'!C175>=M171,'2. Summary Eff Data'!C175,\"--\")","v":0.95}]
["Toxaphene",{"$f":"'7. Human Health RP'!L170","v":"--"},{"$f":" '7. Human Health RP'!M170","v":"--"},"yes",{"$f":"'7. Human Health RP'!J170","v":2.8E-5},{"$f":"'7. Human Health RP'!K170","v":2.8E-5},{"$f":"IF(OR(B172=\"yes\",C172=\"yes\"),'7. Human Health RP'!H170, \"--\")","v":"--"},"--","--",{"$f":"IF(OR(B172=\"Yes\",C172=\"Yes\")=TRUE,'7. Human Health RP'!E170,\"--\")","v":"--"},"*","--","--",{"$f":"IF('2. Summary Eff Data'!C176>=L172,'2. Summary Eff Data'!C176,\"--\")","v":"--"},{"$f":"IF('2. Summary Eff Data'!C176>=M172,'2. Summary Eff Data'!C176,\"--\")","v":"--"},null,{"$f":"SQRT(LN($J172^2+1))","v":{"$error":"#VALUE!"}},{"$f":"SQRT(LN($J172^2/K172+1))","v":{"$error":"#VALUE!"}},{"$f":"EXP(NORMSINV($J$5)*Q172-0.5*Q172^2)/EXP(NORMSINV($J$4)*R172-0.5*R172^2)","v":{"$error":"#VALUE!"}}]
["Total PCBs (Sum of PCB Aroclors)",{"$f":"'7. Human Health RP'!L171","v":"--"},{"$f":" '7. Human Health RP'!M171","v":"--"},"yes",{"$f":"'7. Human Health RP'!J171","v":6.3999999999999997E-6},{"$f":"'7. Human Health RP'!K171","v":6.3999999999999997E-6},{"$f":"IF(OR(B173=\"yes\",C173=\"yes\"),'7. Human Health RP'!H171, \"--\")","v":"--"},"--","--",{"$f":"IF(OR(B173=\"Yes\",C173=\"Yes\")=TRUE,'7. Human Health RP'!E171,\"--\")","v":"--"},"*","--","--",{"$f":"IF('2. Summary Eff Data'!C177>=L173,'2. Summary Eff Data'!C177,\"--\")","v":"--"},{"$f":"IF('2. Summary Eff Data'!C177>=M173,'2. Summary Eff Data'!C177,\"--\")","v":"--"},null,{"$error":"#VALUE!"},{"$error":"#VALUE!"},{"$f":"EXP(NORMSINV($J$5)*Q173-0.5*Q173^2)/EXP(NORMSINV($J$4)*R173-0.5*R173^2)","v":{"$error":"#VALUE!"}}]
["PCB- Aroclor 1016"]
["PCB- Aroclor 1221"]
["PCB- Aroclor 1232"]
["PCB- Aroclor 1242"]
["PCB- Aroclor 1248"]
["PCB- Aroclor 1254"]
["PCB- Aroclor 1260"]
["Table3:  Other parameters with state water quality criteria"]
["Barium (total recoverable)",{"$f":"'7. Human Health RP'!L180","v":"--"},{"$f":" '7. Human Health RP'!M180","v":"--"},"no",{"$f":"'7. Human Health RP'!J180","v":1000},{"$f":"'7. Human Health RP'!K180","v":"na"},{"$f":"IF(OR(B182=\"yes\",C182=\"yes\"),'7. Human Health RP'!H180, \"--\")","v":"--"},{"$f":"IF(B182=\"yes\",IF(E182=\"na\",\"na\",IF($G182>=E182,E182,IF($D182=\"no\",$J$3*(E182-$G182)+$G182,$J$2*(E182-$G182)+$G182))),\"--\")","v":"--"},{"$f":"IF(C182=\"yes\",(IF(F182=\"na\",\"na\",IF($G182>=F182,F182,IF($D182=\"no\",$J$3*(F182-$G182)+$G182,$J$2*(F182-$G182)+$G182)))),\"--\")","v":"--"},{"$f":"IF(OR(B182=\"Yes\",C182=\"Yes\")=TRUE,'7. Human Health RP'!E180,\"--\")","v":"--"},"*",{"$f":"IF(OR(G182=\"--\",J182=\"--\"),\"--\",MIN(H182,I182))","v":"--"},{"$f":"IF(OR($G182=\"--\",J182=\"--\"),\"--\",(L182*S182))","v":"--"},{"$f":"IF('2. Summary Eff Data'!C186>=L182,'2. Summary Eff Data'!C186,\"--\")","v":"--"},{"$f":"IF('2. Summary Eff Data'!C186>=M182,'2. Summary Eff Data'!C186,\"--\")","v":"--"},null,{"$f":"SQRT(LN($J182^2+1))","v":{"$error":"#VALUE!"}},{"$f":"SQRT(LN($J182^2/K182+1))","v":{"$error":"#VALUE!"}},{"$f":"EXP(NORMSINV($J$5)*Q182-0.5*Q182^2)/EXP(NORMSINV($J$4)*R182-0.5*R182^2)","v":{"$error":"#VALUE!"}}]
["Manganese (total recoverable)",{"$f":"'7. Human Health RP'!L181","v":"--"},{"$f":" '7. Human Health RP'!M181","v":"--"},"no",{"$f":"'7. Human Health RP'!J181","v":"Withdrawn"},{"$f":"'7. Human Health RP'!K181","v":100},{"$f":"IF(OR(B183=\"yes\",C183=\"yes\"),'7. Human Health RP'!H181, \"--\")","v":"--"},"--","--",{"$f":"IF(OR(B183=\"Yes\",C183=\"Yes\")=TRUE,'7. Human Health RP'!E181,\"--\")","v":"--"},"*","--","--",{"$f":"IF('2. Summary Eff Data'!C187>=L183,'2. Summary Eff Data'!C187,\"--\")","v":"--"},{"$f":"IF('2. Summary Eff Data'!C187>=M183,'2. Summary Eff Data'!C187,\"--\")","v":"--"},null,{"$error":"#VALUE!"},{"$error":"#VALUE!"},{"$f":"EXP(NORMSINV($J$5)*Q183-0.5*Q183^2)/EXP(NORMSINV($J$4)*R183-0.5*R183^2)","v":{"$error":"#VALUE!"}}]
["Hydrogen Sulfide (dissolved as S)",{"$f":"'7. Human Health RP'!L182","v":{"$error":"#VALUE!"}},{"$f":" '7. Human Health RP'!M182","v":{"$error":"#VALUE!"}},null,null,null,{"$f":"IF(OR(B184=\"yes\",C184=\"yes\"),'7. Human Health RP'!H182, \"--\")","v":{"$error":"#VALUE!"}},{"$error":"#VALUE!"},{"$error":"#VALUE!"},null,null,null,null,{"$f":"IF('2. Summary Eff Data'!C188>=L184,'2. Summary Eff Data'!C188,\"--\")","v":100},{"$f":"IF('2. Summary Eff Data'!C188>=M184,'2. Summary Eff Data'!C188,\"--\")","v":100}]
["2,4,5-TP [2-(2,4,5-Trichloro- phenoxy) propanoic acid]d",{"$f":"'7. Human Health RP'!L183","v":"--"},{"$f":" '7. Human Health RP'!M183","v":"--"},"no",{"$f":"'7. Human Health RP'!J183","v":10},{"$f":"'7. Human Health RP'!K183","v":"na"},{"$f":"IF(OR(B185=\"yes\",C185=\"yes\"),'7. Human Health RP'!H183, \"--\")","v":"--"},"--","--",{"$f":"IF(OR(B185=\"Yes\",C185=\"Yes\")=TRUE,'7. Human Health RP'!E183,\"--\")","v":"--"},"*","--","--",{"$f":"IF('2. Summary Eff Data'!C189>=L185,'2. Summary Eff Data'!C189,\"--\")","v":"--"},{"$f":"IF('2. Summary Eff Data'!C189>=M185,'2. Summary Eff Data'!C189,\"--\")","v":"--"},null,{"$f":"SQRT(LN($J185^2+1))","v":{"$error":"#VALUE!"}},{"$f":"SQRT(LN($J185^2/K185+1))","v":{"$error":"#VALUE!"}},{"$f":"EXP(NORMSINV($J$5)*Q185-0.5*Q185^2)/EXP(NORMSINV($J$4)*R185-0.5*R185^2)","v":{"$error":"#VALUE!"}}]
["2,4-D (2,4-Dichlorophenoxy) acetic acid)",{"$f":"'7. Human Health RP'!L184","v":"--"},{"$f":" '7. Human Health RP'!M184","v":"--"},"no",{"$f":"'7. Human Health RP'!J184","v":100},{"$f":"'7. Human Health RP'!K184","v":"na"},{"$f":"IF(OR(B186=\"yes\",C186=\"yes\"),'7. Human Health RP'!H184, \"--\")","v":"--"},"--","--",{"$f":"IF(OR(B186=\"Yes\",C186=\"Yes\")=TRUE,'7. Human Health RP'!E184,\"--\")","v":"--"},"*","--","--",{"$f":"IF('2. Summary Eff Data'!C190>=L186,'2. Summary Eff Data'!C190,\"--\")","v":"--"},{"$f":"IF('2. Summary Eff Data'!C190>=M186,'2. Summary Eff Data'!C190,\"--\")","v":"--"},null,{"$error":"#VALUE!"},{"$error":"#VALUE!"},{"$error":"#VALUE!"}]
["Dioxin 2,3,7,8-TCDD",{"$f":"'7. Human Health RP'!L185","v":"--"},{"$f":" '7. Human Health RP'!M185","v":"--"},"yes",{"$f":"'7. Human Health RP'!J185","v":5.1E-10},{"$f":"'7. Human Health RP'!K185","v":5.1E-10},{"$f":"IF(OR(B187=\"yes\",C187=\"yes\"),'7. Human Health RP'!H185, \"--\")","v":"--"},"--","--",{"$f":"IF(OR(B187=\"Yes\",C187=\"Yes\")=TRUE,'7. Human Health RP'!E185,\"--\")","v":"--"},"*","--","--",{"$f":"IF('2. Summary Eff Data'!C191>=L187,'2. Summary Eff Data'!C191,\"--\")","v":"--"},{"$f":"IF('2. Summary Eff Data'!C191>=M187,'2. Summary Eff Data'!C191,\"--\")","v":"--"},null,{"$error":"#VALUE!"},{"$error":"#VALUE!"},{"$error":"#VALUE!"}]
["Nitrosamines",{"$f":"'7. Human Health RP'!L186","v":"--"},{"$f":" '7. Human Health RP'!M186","v":"--"},"yes",{"$f":"'7. Human Health RP'!J186","v":7.9000000000000001E-4},{"$f":"'7. Human Health RP'!K186","v":4.5999999999999999E-2},{"$f":"IF(OR(B188=\"yes\",C188=\"yes\"),'7. Human Health RP'!H186, \"--\")","v":"--"},"--","--",{"$f":"IF(OR(B188=\"Yes\",C188=\"Yes\")=TRUE,'7. Human Health RP'!E186,\"--\")","v":"--"},"*","--","--",{"$f":"IF('2. Summary Eff Data'!C192>=L188,'2. Summary Eff Data'!C192,\"--\")","v":"--"},{"$f":"IF('2. Summary Eff Data'!C192>=M188,'2. Summary Eff Data'!C192,\"--\")","v":"--"},null,{"$error":"#VALUE!"},{"$error":"#VALUE!"},{"$error":"#VALUE!"}]
["N-Nitrosodibutylamine",{"$f":"'7. Human Health RP'!L187","v":"--"},{"$f":" '7. Human Health RP'!M187","v":"--"},"yes",{"$f":"'7. Human Health RP'!J187","v":5.0000000000000001E-3},{"$f":"'7. Human Health RP'!K187","v":2.1999999999999999E-2},{"$f":"IF(OR(B189=\"yes\",C189=\"yes\"),'7. Human Health RP'!H187, \"--\")","v":"--"},"--","--",{"$f":"IF(OR(B189=\"Yes\",C189=\"Yes\")=TRUE,'7. Human Health RP'!E187,\"--\")","v":"--"},"*","--","--",{"$f":"IF('2. Summary Eff Data'!C193>=L189,'2. Summary Eff Data'!C193,\"--\")","v":"--"},{"$f":"IF('2. Summary Eff Data'!C193>=M189,'2. Summary Eff Data'!C193,\"--\")","v":"--"},null,{"$error":"#VALUE!"},{"$error":"#VALUE!"},{"$error":"#VALUE!"}]
["N-Nitrosodiethylamine",{"$f":"'7. Human Health RP'!L188","v":"--"},{"$f":" '7. Human Health RP'!M188","v":"--"},"yes",{"$f":"'7. Human Health RP'!J188","v":7.9000000000000001E-4},{"$f":"'7. Human Health RP'!K188","v":4.5999999999999999E-2},{"$f":"IF(OR(B190=\"yes\",C190=\"yes\"),'7. Human Health RP'!H188, \"--\")","v":"--"},"--","--",{"$f":"IF(OR(B190=\"Yes\",C190=\"Yes\")=TRUE,'7. Human Health RP'!E188,\"--\")","v":"--"},"*","--","--",{"$f":"IF('2. Summary Eff Data'!C194>=L190,'2. Summary Eff Data'!C194,\"--\")","v":"--"},{"$f":"IF('2. Summary Eff Data'!C194>=M190,'2. Summary Eff Data'!C194,\"--\")","v":"--"},null,{"$error":"#VALUE!"},{"$error":"#VALUE!"},{"$error":"#VALUE!"}]
["N-Nitrosopyrrolidine",{"$f":"'7. Human Health RP'!L189","v":"--"},{"$f":" '7. Human Health RP'!M189","v":"--"},"yes",{"$f":"'7. Human Health RP'!J189","v":1.6E-2},{"$f":"'7. Human Health RP'!K189","v":3.4},{"$f":"IF(OR(B191=\"yes\",C191=\"yes\"),'7. Human Health RP'!H189, \"--\")","v":"--"},"--","--",{"$f":"IF(OR(B191=\"Yes\",C191=\"Yes\")=TRUE,'7. Human Health RP'!E189,\"--\")","v":"--"},"*","--","--",{"$f":"IF('2. Summary Eff Data'!C195>=L191,'2. Summary Eff Data'!C195,\"--\")","v":"--"},{"$f":"IF('2. Summary Eff Data'!C195>=M191,'2. Summary Eff Data'!C195,\"--\")","v":"--"},null,{"$error":"#VALUE!"},{"$error":"#VALUE!"},{"$error":"#VALUE!"}]
["Phosphorus, Elemental"]
["tributyltin (TBT)"]

{"sheet":"Parameter Information","index":9,"n_rows":203,"n_cols":11,"rows_kept":203,"cut":false,"hidden":false,"merged":[[0,0,1,10],[18,0,18,3],[18,4,18,5],[18,8,19,8],[18,9,18,10]]}
["Parameter Information"]
[]
["This spreadsheet page is a complete list of state water quality criteria cross-referenced with the monitoring requirements described in 40 CFR 122 and EPA Form 2A."]
["1. The purpose of this table is for informational purposes only.  On the following spreadsheet page (Monitoring Required), the list is distilled down to eliminate paramaters that don't have water quality criteria or analytical methods. "]
["2. The headings for each section correspond to table headings and chemical groups described in the 40 CFR 122 and EPA Form 2A"]
["3. The column headed by \"Oregon Water Quality Criteria\" contains all polluant paramaters that might have state water quality crtieria or other regulatory requirements"]
["4. The Column headed by \"Potential Monitoring Analytes\" details the applicable analyte for each pollutant paramater.  Tier 1 analytes are the typical priority pollutant scan.  Tier 2 analytes are used when pollutants of concern are identified in the Reasonable Potential Analysis and follow upon monitoirng and analysis is requried"]
["5. For more paramater specific information, please click on the applicable cell in the \"Comments\" column and read in the formula field at the top of the screen"]
["6. Please follow instructions on each of the following spreadsheet pages."]
[]
[]
[]
[]
[]
[]
[]
[]
[]
["Oregon Water Quality Criteria",null,null,null,"Potential Monitoring Analytes                                 (See \"Monitoring Req.d Page\")",null,"CAS Number","Quantitation Limit","Comments (Click on cell)","Regulatory Synonyms for Pollutant Paramaters"]
["Name","Aquatic Criteria","Aquatic Guidance Value","Human Health","Tier 1 Monitoring","Tier 2 Monitoring","(CAS)","(ug/l)",null,"40 CFR 122","EPA form 2A"]
["Table 1  Effluent Parameters for all POTWs w/a Flow > 0.1 MGD"]
["Nitrates-Nitrite",null,null,"yes","Nitrates-Nitrite","Nitrate/Nitrite",null,100,"Note that CAS # 14797558 is for nitrate only","Nitrates"]
["Table 2  Effluent Parameters for Selected POTWs"]
["Hardness (Total as CaCO3)","no","no","no","Hardness (Total as CaCO3)","Hardness (Total as CaCO3)","HARDNESS",null,"Req'd to calculate metals crit.","Hardness","HARDNESS (AS CaCO3)"]
["Table 2:  Metals (total recoverable), cyanide and total phenols"]
["Antimony (total recoverable)","no","yes","yes","Antimony (total recoverable)","Antimony (total recoverable)","7440360T",0.5,null,"Antimony","ANTIMONY"]
["Arsenic (total recoverable)","no","no","no","Arsenic (total recoverable)","Arsenic (total recoverable)","7440382T",0.5,"Surrogate: DEQ's criteria for arsenic are for for the dissolved and inorganic forms of arsenic.  However, for the purposes of Tier 1 monitoring, DEQ will allow permit holders to monitor for Arsenic (total recoverable) as a surrogate for Arsenic (Inorganic). ","Arsenic","ARSENIC"]
["Arsenic (Inorganic, total)","no","no","yes",null,"Arsenic (Inorganic, total)","7440382I",1,"If Arsenic (total recoverable) is detected in Tier 1 monitoring, DEQ will require monitoring for Arsenic (Inorganic) under Tier 2 monitoring.  "]
["Arsenic (inorganic, dissolved)","yes","no","no",null,"Arsenic (inorganic, dissolved)","7440382ID",1,"If Arsenic (total recoverable) is detected in Tier 1 monitoring, DEQ will require monitoring for the dissolved form under Tier 2 monitoring.  "]
["Beryllium (total recoverable)","no","yes","no","Beryllium (total recoverable)",null,"7440417T",0.5,"No Criteria, but Federal Monitoring Requriement","Beryllium","BERYLLIUM"]
["Cadmium (total recoverable)","yes","no","no","Cadmium (total recoverable)","Cadmium (total recoverable)","7440439T",0.25,"Surrogate: DEQ's criteria for Cadmium are actually for the dissolved form, however for the purposes of Tier 1 monitoring, DEQ will allow permit holders to monitor for Cadmium (total recoverable).  ","Cadmium","CADMIUM"]
["Cadmium (dissolved)","yes","no","no",null,"Cadmium (dissolved)","7440439D",0.25,"If Cadmium (total recoverable) is detected in Tier 1 monitoring, DEQ will require monitoring for the dissolved form under Tier 2 monitoring.  "]
["Chromium (total recoverable)","no","no","no","Chromium (total recoverable)","Chromium (total recoverable)","7440473T",2,"Surrogate: DEQ's water quality criteria for chromium are for Cr III and Cr VI (dissolved forms).  However, DEQ will allow Chromium (total recoverable) to be monitored as a surrogate in Tier 1 monitoring.  ","Chromium","CHROMIUM"]
["Chromium (dissolved)","no","yes","no",null,"Chromium (dissolved)","7440473D",2,"Surrogate:  Chromium (dissolved) is used to calculate Chrome III"]
["Chromium III (dissolved)","yes","no","no",null,null,"16065831D",10,"Chromium III is calculated from Chromium VI and Chromium (Dissolved)"]
["Chromium VI (dissolved)","yes","no","no",null,"Chromium VI (dissolved)","18540299D",2,"If Chromium (total recoverable) is detected in Tier 1 monitoring, DEQ will require monitoring for the dissolved form of Chromium VI under Tier 2 monitoring.  "]
["Copper (total recoverable)","no","no","yes","Copper (total recoverable)","Copper (total recoverable)","7440508T",2,"Surrogate: DEQ's water quality criteria for copper are for the dissolved form.  However, DEQ will allow Copper (total recoverable) to be monitored as a surrogate in Tier 1 monitoring. (SALTWATER ONLY).   ","Copper","COPPER"]
["Copper (dissolved)","yes","no","no",null,"Copper (dissolved)","7440508D",2,"If copper (total recoverable) is detected in Tier 1 monitoring, DEQ will require monitoring for the dissolved form under Tier 2 monitoring (SALTWATER ONLY). Copper BLM is required for freshwater."]
["Iron (total recoverable)","yes","no","no","Iron (total recoverable)","Iron (total recoverable)","7439896T",100]
["Lead (total recoverable)","no","no","no","Lead (total recoverable)","Lead (total recoverable)","7439921T",1,"Surrogate: DEQ's water quality criteria for lead are for the dissolved form.  However, DEQ will allow lead (total recoverable) to be monitored as a surrogate in Tier 1 monitoring.  ","Lead","LEAD"]
["Lead (dissolved)","yes","check","no",null,"Lead (dissolved)","7439921D",1,"If lead (total recoverable) is detected in Tier 1 monitoring, DEQ will require monitoring for the dissolved form under Tier 2 monitoring.  "]
["Mercury (total)","yes","no","no","Mercury (total)","Mercury (total)","7439976T",1E-3,"Surrogate:  if detected, typically RP for MeHg","Mercury","MERCURY"]
["Methyl Mercury","no","no","yes",null,"Methyl Mercury","22967926T",2.0000000000000002E-5,"Not included in Tier 1 monitoring because the criteria for methylmercury applies to fish tissue, not the water column.  The decision to not include is consistent with the basis for developing a criteria for methylmercury in fish tissue: this is the form that poses a risk to human health.   There is a posiblity that monitoirng for MeHg in the water column might be neededas part of a Tier 2 analysis, intake credit justification or future Mercury Minimization Plan."]
["Nickel (total recoverable)","no","no","yes","Nickel (total recoverable)","Nickel (total recoverable)","7440020T",10,"Surrogate: DEQ's water quality criteria for nickel for the protection of aquatic health are for the dissolved form.  However, DEQ will allow nickel (total recoverable) to be monitored as a surrogate in Tier 1 monitoring.  ","Nickel","NICKEL"]
["Nickel (dissolved)","yes","no","no",null,"Nickel (dissolved)","7440020D",10,"If nickel (total recoverable) is detected in Tier 1 monitoring, DEQ will require monitoring for the dissolved form under Tier 2 monitoring.  "]
["Selenium (total recoverable)","no","no","yes","Selenium (total recoverable)","Selenium (total recoverable)","7782492T",1,"Surrogate: human health criteria are in terms of total selenium, however aquatic criteria are for dissolved, and are expressed in terms of selenate and selenite.  DEQ will allow total selenium to be monitored as a surrogate for Tier 1 monitoring.  ","Selenium","SELENIUM"]
["Selenium (selenate+selenite, dissolved)","yes","no","no",null,"Selenium (dissolved)","7782492D",1,"If selenium (total recoverable) is detected in Tier 1 monitoring, DEQ will use Selenium (dissolved) for Tier 2 monitoring as an indicator for Selenate and Selanite.  See implementation memo."]
["Silver (total recoverable)","no","no","no","Silver (total recoverable)","Silver (total recoverable)","7440224T",0.1,"Surrogate: DEQ's water quality criteria for silver are for the dissolved form.  However, DEQ will allow silver (total recoverable) to be monitored as a surrogate in Tier 1 monitoring.  ","Silver","SILVER"]
["Silver (dissolved)","yes","no","no",null,"Silver (dissolved)","7440224D",0.1,"If silver (total recoverable) is detected in Tier 1 monitoring, DEQ will require monitoring for the dissolved form under Tier 2 monitoring.  "]
["Thallium (total recoverable)","no","no","yes","Thallium (total recoverable)","Thallium (total recoverable)","7440280T",0.1,null,null,"THALLIUM"]
["Zinc (total recoverable)","no","no","yes","Zinc (total recoverable)","Zinc (total recoverable)","7440666T",5,"Surrogate: DEQ's water quality criteria for zinc for aquatic life are for the dissolved form.  However, DEQ will allow zinc (total recoverable) to be monitored as a surrogate in Tier 1 monitoring.  ","Zinc","ZINC"]
["Zinc (dissolved)","yes","no","no",null,"Zinc (dissolved)","7440666D",5,"If zinc (total recoverable) is detected in Tier 1 monitoring, DEQ will require monitoring for the dissolved form under Tier 2 monitoring.  "]
["Cyanide (total)","no","no","yes","Cyanide (total)","Cyanide (total)","57125T",5,"Surrogate: for free cyanide","Cyanide","CYANIDE"]
["Cyanide (free)","yes","no","no",null,"Cyanide (free)","57125F",7.2,"If cyanide (total) is detected in Tier 1 monitoring, DEQ will require monitoring for the dissolved form under Tier 2 monitoring.  "]
["Total phenolic compounds","no","no","no","Phenolics (total recoverable)",null,null,null,"No method.  DEQ will continue to require monitoring for individual phenolic compounds.  ","Total phenolic compounds","TOTAL PHENOLIC COMPOUNDS"]
["Table 2:  Volatile organic compounds"]
["Acrolein","no","no","yes","Acrolein","Acrolein",107028,5,null,"Acrolein","ACROLEIN"]
["Acrylonitrile","no","no","yes","Acrylonitrile","Acrylonitrile",107131,5,null,"Acrylonitrile","ACRYLONITRILE"]
["Benzene","no","no","yes","Benzene","Benzene",71432,0.5,null,"Benzene","BENZENE"]
["Bromoform","no","no","yes","Bromoform","Bromoform",75252,0.5,null,"Bromoform","BROMOFORM"]
["Carbon Tetrachloride","no","yes","yes","Carbon Tetrachloride","Carbon Tetrachloride",56235,0.5,null,"Carbon tetrachloride","CARBON TETRACHLORIDE"]
["Chlorobenzene","no","no","yes","Chlorobenzene","Chlorobenzene",108907,18,null,"Chlorobenzene","CHLORBENZENE"]
["Chlorodibromomethane","no","no","yes","Chlorodibromomethane","Chlorodibromomethane",124481,0.5,null,"Chlorodibromomethane","CHLOROBIDBROMO-METHANE"]
["Chloroethane","no","no","no","Chloroethane",null,75003,2,"No Criteria, but Federal Monitoring Requriement","Chloroethane","CHLOROETHANE"]
["2-chloroethylvinyl ether","no","no","no","2-chloroethylvinyl ether",null,110758,10,"No Criteria, but Federal Monitoring Requriement","2-chloroethylvinyl ether","2-CHLORO-ETHYLVINYL ETHER"]
["Chloroform","no","no","yes","Chloroform","Chloroform",67663,4.8,null,"Chloroform","CHOLOROFORM"]
["1,2-Dichlorobenzene (o)","no","no","yes","1,2-Dichlorobenzene (o)","1,2-Dichlorobenzene (o)",95501,7.6,null,"1,2-dichlorobenzene","1,2-DICHLORO BENZENE"]
["1,3-Dichlorobenzene (m)","no","no","yes","1,3-Dichlorobenzene (m)","1,3-Dichlorobenzene (m)",541731,7.6,null,"1,3-dichlorobenzene","1,3-DICHLORO BENZENE"]
["1,4-Dichlorobenzene (p)","no","no","yes","1,4-Dichlorobenzene (p)","1,4-Dichlorobenzene (p)",106467,8,null,"1,4-dichlorobenzene","1,4-DICHLORO BENZENE"]
["Dichlorobromomethane","no","no","yes","Dichlorobromomethane","Dichlorobromomethane",75274,0.5,null,"Dichlorobromomethane","DICHLOROBROMO-METHANE"]
["1,1-dichloroethane","no","no","no","1,1-dichloroethane",null,75343,14.1,"No Criteria, but Federal Monitoring Requriement","1,1-dichloroethane","1,1-DICHLOROETHANE"]
["1,2-dichloroethane","no","no","yes","1,2-dichloroethane","1,2-dichloroethane",107062,0.5,null,"1,2-dichloroethane","1,2-DICHLOROETHANE"]
["1,2-trans-dichloroethylene","no","no","yes","1,2-trans-dichloroethylene","1,2-trans-dichloroethylene",156605,4.8,null,"Trans-1,2-dichloroethylene","TRANS-1,2-DICHLORO-ETHYLENE"]
["1,1-dichloroethylene","no","no","yes","1,1-dichloroethylene","1,1-dichloroethylene",75354,8.4,null,"1,1-dichloroethylene","1,1-DICHLOROETHYLENE"]
["1,2-dichloropropane","no","no","yes","1,2-dichloropropane","1,2-dichloropropane",78875,0.5,null,"1,2-dichloropropane","1,2-DICHLOROPROPANE"]
["1,3-dichloropropene","no","no","yes","1,3-dichloropropene","1,3-dichloropropene",542756,0.5,null,"1,3-dichloropropylene","1,3-DICHLOROPROPYLENE"]
["Ethylbenzene","no","yes","yes","Ethylbenzene","Ethylbenzene",100414,21.6,null,"Ethylbenzene","ETHYLBENZENE"]
["Methyl Bromide","no","no","yes","Methyl Bromide","Methyl Bromide",74839,1,null,"Methyl bromide","METHYL BROMIDE"]
["methyl chloride","no","no","no","methyl chloride",null,74873,1,"No Criteria, but Federal Monitoring Requriement","methyl chloride","methyl chloride"]
["Methylene Chloride","no","no","yes","Methylene Chloride","Methylene Chloride",75092,8.4,null,"Methylene chloride","METHYLENE CHLORIDE"]
["1,1,2,2-tetrachloroethane","no","no","yes","1,1,2,2-tetrachloroethane","1,1,2,2-tetrachloroethane",79345,0.5,null,"1,1,2,2-tetrachloroethane","1,1,2,2-TETRACHLORO-ETHANE"]
["Tetrachloroethylene","no","yes","yes","Tetrachloroethylene","Tetrachloroethylene",127184,0.5,null,"Tetrachloroethylene","TETRACHLORO-ETHYLENE"]
["Toluene","no","yes","yes","Toluene","Toluene",108883,18,null,"Toluene","TOLUENE"]
["1,1,1-trichloroethane","no","yes","no","1,1,1-trichloroethane",null,71556,11.4,"No Criteria, but Federal Monitoring Requriement","1,1,1-trichloroethane","1,1,1-TRICHLOROETHANE"]
["1,1,2-trichloroethane","no","yes","yes","1,1,2-trichloroethane","1,1,2-trichloroethane",79005,0.5,null,"1,1,2-trichloroethane","1,1,2-TRICHLOROETHANE"]
["Trichloroethylene","no","yes","yes","Trichloroethylene","Trichloroethylene",79016,0.5,null,"Trichloroethylene","TRICH LORETHYLENE"]
["Vinyl Chloride","no","no","yes","Vinyl Chloride","Vinyl Chloride",75014,0.5,null,"Vinyl chloride","VINYL CHLORIDE"]
["Table 2:  Acid-extractable compounds"]
["p-chloro-m-cresol ","no","yes","no","p-chloro-m-cresol ",null,59507,9,"No Criteria, but Federal Monitoring Requriement","P-chloro-m-cresol","P-CHLORO-M-CRESOL "]
["2-chlorophenol","no","yes","yes","2-chlorophenol","2-chlorophenol",95578,9.9,null,"2-chlorophenol","2-CHLOROPHENOL"]
["2,4-dichlorophenol","no","yes","yes","2,4-dichlorophenol","2,4-dichlorophenol",120832,8.1,null,"2,4-dichlorophenol","2,4-DICHLOROPHENOL"]
["2,4-dimethylphenol","no","yes","yes","2,4-dimethylphenol","2,4-dimethylphenol",105679,8.1,null,"2,4-dimethylphenol","2,4-DIMETHYLPHENOL"]
["Methyl-4,6-dinitrophenol","no","no","yes","4,6-dinitro-o-cresol","4,6-dinitro-o-cresol",534521,4.5999999999999996,null,"4,6-dinitro-o-cresol","4,6-DINITRO-O-CRESOL "]
["2,4-dinitrophenol","no","no","yes","2,4-dinitrophenol","2,4-dinitrophenol",51285,31,null,"2,4-dinitrophenol","2,4-DINITROPHENOL"]
["2-nitrophenol","no","no","no","2-nitrophenol",null,88755,10.8,"No Criteria, but Federal Monitoring Requriement","2-nitrophenol","2-NITROPHENOL"]
["4-nitrophenol","no","no","no","4-nitrophenol",null,100027,7.2,"No Criteria, but Federal Monitoring Requriement","4-nitrophenol","4-NITROPHENOL"]
["Pentachlorophenol","yes","no","yes","Pentachlorophenol","Pentachlorophenol",87865,1,null,"Pentachlorophenol","PENTA CHLOROPHENOL"]
["Phenol","no","yes","yes","Phenol","Phenol",108952,4.5,null,"Phenol","PHENOL"]
["2,4,5-trichlorophenol","no","no","yes","2,4,5-trichlorophenol","2,4,5-trichlorophenol",95954,165]
["2,4,6-trichlorophenol","no","no","yes","2,4,6-trichlorophenol","2,4,6-trichlorophenol",88062,1,null,"2,4,6-trichlorophenol","2,4,6-TRICHLOROPHENOL"]
["Table 2:  Base-neutral compounds"]
["Acenaphthene","no","yes","yes","Acenaphthene","Acenaphthene",83329,5.7,null,"Acenaphthene","ACENAPHTHENE"]
["Acenaphthylene","no","no","no","Acenaphthylene",null,208968,10.5,"No Criteria, but Federal Monitoring Requriement","Acenaphthylene","ACENAPHTYLENE"]
["Anthracene","no","no","yes","Anthracene","Anthracene",120127,5.7,null,"Anthracene","ANTHRACENE"]
["Azobenzene","no","no","no","Azobenzene","Azobenzene",103333,20,"Azobenzene is a surrogate for 1,2 diphenylhydrazine.  See implementation memo at http://www.deq.state.or.us/wq/standards/docs/toxics/diphenylhydrazine.pdf"]
["Benzidine","no","yes","yes","Benzidine","Benzidine",92875,10,null,"Benzidine","BENZIDINE"]
["Benzo(a)anthracene","no","no","yes","Benzo(a)anthracene","Benzo(a)anthracene",56553,0.5,null,"Benzo(a)anthracene","BENZO(A) ANTHRACENE"]
["Benzo(a)pyrene","no","no","yes","Benzo(a)pyrene","Benzo(a)pyrene",50328,0.5,null,"Benzo(a)pyrene","BENZO(A)PYRENE"]
["Benzo(b)fluoranthene","no","no","yes","Benzo(b)fluoranthene","Benzo(b)fluoranthene",205992,0.5,null,"3,4 benzofluoranthene","3.4 BENZO-FLUORANTHENE"]
["Benzo(ghi)perylene","no","no","no","Benzo(ghi)perylene",null,191242,12.3,"No Criteria, but Federal Monitoring Requriement","Benzo(ghi)perylene","BENZO(GHI)PERYLENE"]
["Benzo(k)fluoranthene","no","no","yes","Benzo(k)fluoranthene","Benzo(k)fluoranthene",207089,0.5,null,"Benzo(k)fluoranthene","BENZO(K)FLOURANTHENE"]
["Bis (2-chloroethoxy) methane","no","no","no","Bis (2-chloroethoxy) methane",null,111911,15.9,"No Criteria, but Federal Monitoring Requriement","Bis (2-chloroethoxy) methane","BIS (2-CHLORO ETHOXY) METHANE"]
["Bis(2-chloroethyl)ether","no","no","yes","Bis(2-chloroethyl)ether","Bis(2-chloroethyl)ether",111444,1,null,"Bis (2-chloroethyl) ether","BIS (2-CHLOROETHYL)-ETHER"]
["Bis (2-chloro-1-methylethyl) ether ","no","no","yes","Bis (2-chloro-1-methylethyl) ether ","Bis (2-chloro-1-methylethyl) ether ",108601,17.100000000000001,"See document \"Clarification on the relationship between bis(2-chloro-1-methylethyl) ether (CASRM 108-60-01) and bis(2-chloriisopropyl) ether\" (EPA-QA-OW-2015-0804-0420-content.pdf) for naming clarification ","Bis (2-chloroisopropyl) ether","BIS (2-CHLOROISO-PROPYL) ETHER"]
["Chloromethyl Ether, bis","no",null,"yes",null,null,542881,0.5,"No analytical method and EPA has removed from priority toxics pollutant list due to half-life of 38 seconds.","Bis (Chloromethly) ether"]
["Bis (2-ethylhexyl)phthalate","no","no","yes","Bis (2-ethylhexyl)phthalate","Bis (2-ethylhexyl)phthalate",117817,7.25,null,"Bis (2-ethylhexyl) phthalate","BIS (2-ETHYLHEXYL) PHTHALATE"]
["4-bromophenyl phenyl ether","no","no","no","4-bromophenyl phenyl ether",null,101553,5.7,"No Criteria, but Federal Monitoring Requriement","4-bromophenyl phenyl ether"]
["Butylbenzyl phthalate","no","no","yes","Butylbenzyl phthalate","Butylbenzyl phthalate",85687,7.5,null,"Butyl benzyl phthalate","BUTYL BENZYL PHTHALATE"]
["2-chloronaphthalene","no","no","yes","2-chloronaphthalene","2-chloronaphthalene",91587,5.7,null,"2-chloronaphthalene","2-CHLORO NAPHTHALENE"]
["4-chlorophenyl phenyl ether","no","no","no","4-chlorophenyl phenyl ether",null,7005723,12.6,"No Criteria, but Federal Monitoring Requriement","4-chlorophenyl phenyl ether","4-CHLORPHENYL PHENYL ETHER"]
["Chrysene","no","no","yes","Chrysene","Chrysene",218019,0.5,null,"Chrysene","CHRYSENE"]
["Di-n-butyl phthalate","no","no","yes","Di-n-butyl phthalate","Di-n-butyl phthalate",84742,7.5,null,"Di-n-butyl phthalate","DI-N-BUTYL PHTHALATE"]
["Di-n-octyl phthalate","no","no","no","Di-n-octyl phthalate",null,117840,7.5,"No Criteria, but Federal Monitoring Requriement","Di-n-octyl phthalate","DI-N-OCTYL PHTHALATE"]
["Dibenzo(a,h)anthracene","no","no","yes","Dibenzo(a,h)anthracene","Dibenzo(a,h)anthracene",53703,0.5,null,"Dibenzo(a,h)anthracene","DIBENZO(A,H) ANTHRACENE"]
["3,3-Dichlorobenzidine","no","no","yes","3,3-Dichlorobenzidine","3,3-Dichlorobenzidine",91941,1,null,"3,3-dichlorobenzidine","3,3-DICHLORO BENZIDINE"]
["Diethyl phthalate","no","no","yes","Diethyl phthalate","Diethyl phthalate",84662,5.7,null,"Diethyl phthalate","DIETHYL PHTHALATE"]
["Dimethyl phthalate","no","no","yes","Dimethyl phthalate","Dimethyl phthalate",131113,4.8,null,"Dimethyl phthalate","DIMETHYL PHTHALATE"]
["2,4-dinitrotoluene","no","no","yes","2,4-dinitrotoluene","2,4-dinitrotoluene",121142,1,null,"2,4-dinitrotoluene","2,4-DINITROTOLUENE"]
["2,6-dinitrotoluene","no","no","no","2,6-dinitrotoluene",null,606202,5.7,"No Criteria, but Federal Monitoring Requriement","2,6-dinitrotoluene","2,6-DINITROTOLUENE"]
["1,2-diphenylhydrazine","no","yes","yes",null,null,103333,5,"Surrogate:  Azobenzene is used as a surrogate for 1,2 dihenylhdrazine (CAS # 122667).  See implementation memo at http://www.deq.state.or.us/wq/standards/docs/toxics/diphenylhydrazine.pdf","1,2-diphenylhydrazine","1,2-DIPHENYLHYDRAZINE"]
["Fluoranthene","no","yes","yes","Fluoranthene","Fluoranthene",206440,6.6,null,"Fluoranthene","FLUORANTHENE"]
["Fluorene","no","no","yes","Fluorene","Fluorene",86737,5.7,null,"Fluorene","FLUORENE"]
["Hexachlorobenzene","no","no","yes","Hexachlorobenzene","Hexachlorobenzene",118741,1,null,"Hexachlorobenzene","HEXACHLORO BENZENE"]
["Hexachlorobutadiene","no","yes","yes","Hexachlorobutadiene","Hexachlorobutadiene",87683,2,null,"Hexachlorobutadiene","HEXACHLOROBUTADIENE"]
["Hexachlorocyclopentadiene","no","yes","yes","Hexachlorocyclopentadiene","Hexachlorocyclopentadiene",77474,4,null,"Hexachlorocyclo-pentadiene","HEXACHLOROCYCLO-PENTADIENE"]
["Hexachloroethane","no","yes","yes","Hexachloroethane","Hexachloroethane",67721,1,null,"Hexachloroethane","HEXA CHLOROETHANE"]
["Indeno(1,2,3-cd)pyrene","no","no","yes","Indeno(1,2,3-cd)pyrene","Indeno(1,2,3-cd)pyrene",193395,0.5,null,"Indeno(1,2,3-cd)pyrene","INDENO(1,2,3-CD) PYRENE"]
["Isophorone","no","yes","yes","Isophorone","Isophorone",78591,6.6,null,"Isophorone","ISOPHORONE"]
["Napthalene","no","no","no","Napthalene","Napthalene",91203,4.8,null,"Naphthalene","NAPHTHALENE"]
["Nitrobenzene","no","yes","yes","Nitrobenzene","Nitrobenzene",98953,5.7,null,"Nitrobenzene","NITROBENZENE"]
["N-nitrosodimethylamine","no","no","yes","N-nitrosodimethylamine","N-nitrosodimethylamine",62759,1,null,"N-nitrosodimethylamine","N-NITROSODI-METHYLAMINE"]
["N-nitrosodi-n-propylamine","no","no","yes","N-nitrosodi-n-propylamine","N-nitrosodi-n-propylamine",621647,2,null,"N-nitrosodi-n-propylamine","N-NITROSODI-N-PROPYLAMINE"]
["N-nitrosodiphenylamine","no","no","yes","N-nitrosodiphenylamine","N-nitrosodiphenylamine",86306,1,null,"N-nitrosodiphenylamine","N-NITROSODI-PHENYLAMINE"]
["Pentachlorobenzene","no","no","yes","Pentachlorobenzene","Pentachlorobenzene",608935,1,null,null,"Pentachlorobenzene"]
["Phenanthrene","no","no","no","Phenanthrene",null,85018,16.2,"No Criteria, but Federal Monitoring Requriement","Phenanthrene","PHENANTHRENE"]
["Pyrene","no","no","yes","Pyrene","Pyrene",129000,5.7,null,"Pyrene","PYRENE"]
["1,2,4-trichlorobenzene","no","no","yes","1,2,4-trichlorobenzene","1,2,4-trichlorobenzene",120821,5.7,null,"1,2,4,-trichlorobenzene","1,2,4-TRICHLOROBENZENE"]
["Tetrachlorobenzene,1,2,4,5","no","no","yes","Tetrachlorobenzene,1,2,4,5","Tetrachlorobenzene,1,2,4,5",95943,1,null,null,"Tetrachlorobenzene,1,2,4,5"]
["Table 3:  Pesticides and PCBs"]
["Aldrin","yes","no","yes","Aldrin","Aldrin",309002,0.01,null,null,"Aldrin"]
["BHC-Technical","no","yes","yes",null,null,608731,0.01,"No Monitoirng Method:  Culmination of BHCs A,B & D",null,"BHC-Technical"]
["BHC Alpha","no","no","yes","BHC-alpha","BHC Alpha",319846,0.01,null,null,"BHC-alpha"]
["BHC Beta","no","no","yes","BHC-beta","BHC Beta",319857,0.01,null,null,"BHC-beta"]
["BHC-delta","no","no","no","BHC-delta","BHC-delta",319868,0.01,"Surrogate:  along with BHC A&B for Technical",null,"BHC-delta"]
["BHC Gamma (Lindane)","yes","no","yes","BHC-gamma (Lindane)","BHC Gamma (Lindane)",58899,1.2E-2,null,null,"BHC-gamma (Lindane)"]
["Chlordane","yes","no","yes","Chlordane","Chlordane",57749,0.1,null,null,"Chlordane"]
["Chlorpyrifos","yes","no","no","Chloropyrifos","Chlorpyrifos",2921882,0.05,null,null,"Chloropyrifos"]
["Demeton","yes","no","no","Demeton","Demeton",8065483,2.4500000000000002,null,null,"Demeton"]
["DDD 4,4'","no","no","yes","DDD 4,4'","DDD 4,4'",72548,0.01,null,null,"DDD 4,4'"]
["DDE 4,4'","no","no","yes","DDE 4,4'","DDE 4,4'",72559,0.01,null,null,"DDE 4,4'"]
["DDT 4,4'","yes","no","yes","DDT 4,4'","DDT 4,4'",50293,0.01,null,null,"DDT 4,4'"]
["Dieldrin","yes","no","yes","Dieldrin","Dieldrin",60571,0.01,null,null,"Dieldrin"]
["Endosulfan Alpha","yes","no","yes","Endosulfan alpha","Endosulfan Alpha",959988,4.2000000000000003E-2,null,null,"Endosulfan alpha"]
["Endosulfan Beta","yes","no","yes","Endosulfan beta","Endosulfan Beta",33213659,1.2E-2,null,null,"Endosulfan beta"]
["Endosulfan Sulfate","no","no","yes","Endosulfan Sulfate","Endosulfan Sulfate",1031078,0.19800000000000001,null,null,"Endosulfan Sulfate"]
["Endosulfan","yes","no","no",null,null,115297,0.01,"Surrogate:  Use sum of Endosulfan A + B.",null,"Endosulfan"]
["Endrin","yes","no","yes","Endrin","Endrin",72208,1.7999999999999999E-2,null,null,"Endrin"]
["Endrin Aldehyde","no","no","yes","Endrin Aldehyde","Endrin Aldehyde",7421934,1.4999999999999999E-2,null,null,"Endrin Aldehyde"]
["Guthion","yes","no","no","Guthion","Guthion",86500,1.75,null,null,"Guthion"]
["Heptachlor","yes","no","yes","Heptachlor","Heptachlor",76448,0.01,null,null,"Heptachlor"]
["Heptachlor Epoxide","yes","no","yes","Heptachlor Epoxide","Heptachlor Epoxide",1024573,0.01,null,null,"Heptachlor Epoxide"]
["Malathion","yes","no","no","Malathion","Malathion",121755,1.9,null,null,"Malathion"]
["Methoxychlor","yes","no","yes","Methoxychlor","Methoxychlor",72435,0.01,null,null,"Methoxychlor"]
["Mirex","yes","no","no","Mirex","Mirex",2385855,0.96,null,null,"Mirex"]
["Parathion","yes","no","no","Parathion","Parathion",56382,0.95,null,null,"Parathion"]
["Toxaphene","yes","no","yes","Toxaphene","Toxaphene",8001352,0.5,null,null,"Toxaphene"]
["Total PCBs","yes",null,"yes",null,null,1336363,0.5,"Surrogate:  Total PCBs is highest single cumulative sampling event of PCB aroclors 1016, 1221, 1232, 1242, 1248, 1254 & 1260","Polychlorinated Biphenyls PCBs/Polychlorinated Biphenyls (PCBs) (total PCBs)"]
["PCB- Aroclor 1016","no","no","no","PCB- Aroclor 1016","PCB- Aroclor 1016",12674112,0.5,null,null,"PCB- Aroclor 1016"]
["PCB- Aroclor 1221","no","no","no","PCB- Aroclor 1221","PCB- Aroclor 1221",11104282,0.5,null,null,"PCB- Aroclor 1221"]
["PCB- Aroclor 1232","no","no","no","PCB- Aroclor 1232","PCB- Aroclor 1232",11141165,0.5,null,null,"PCB- Aroclor 1232"]
["PCB- Aroclor 1242","no","no","no","PCB- Aroclor 1242","PCB- Aroclor 1242",53469219,0.5,null,null,"PCB- Aroclor 1242"]
["PCB- Aroclor 1248","no","no","no","PCB- Aroclor 1248","PCB- Aroclor 1248",12672296,0.5,null,null,"PCB- Aroclor 1248"]
["PCB- Aroclor 1254","no","no","no","PCB- Aroclor 1254","PCB- Aroclor 1254",11097691,0.5,null,null,"PCB- Aroclor 1254"]
["PCB- Aroclor 1260","no","no","no","PCB- Aroclor 1260","PCB- Aroclor 1260",11096825,0.5,null,null,"PCB- Aroclor 1260"]
["Table3:  Other parameters with state water quality criteria"]
["Barium (total recoverable)","no",null,"yes","Barium (total recoverable)","Barium (total recoverable)",7440393,0.1,null,null,"Barium"]
["Manganese (total recoverable)","no",null,"yes","Manganese (total recoverable)","Manganese (total recoverable)",7439965,10,"Only applies to Salt Water",null,"Manganese (total)"]
["Sulfide Hydrogen Sulfide","yes",null,"no","Hydrogen Sulfide (dissolved as S)","Hydrogen Sulfide (dissolved as S)",7783064,100,null,null,"Sulfide-Hydrogen Sulfide"]
["Chlorophenoxy Herbicide (2,4,5,-TP)","no",null,"yes","2,4,5-TP [2-(2,4,5-Trichloro- phenoxy) propanoic acid]d","2,4,5-TP [2-(2,4,5-Trichloro- phenoxy) propanoic acid]d",93721,1,null,null,"2,4,5-TP [2-(2,4,5-Trichloro- phenoxy) propanoic acid]"]
["Chlorophenoxy Herbicide (2,4,-D)","no",null,"yes","2,4-D (2,4-Dichlorophenoxy) acetic acid)","2,4-D (2,4-Dichlorophenoxy) acetic acid)",94757,1,null,null,"2,4-D (2,4-Dichlorophenoxy) acetic acid)"]
["Dioxin (2,3,7,8-TCDD)","no",null,"yes","Dioxin 2,3,7,8-TCDD","Dioxin 2,3,7,8-TCDD",1746016,5.0000000000000001E-3,null,null,"Dioxin 2,3,7,8-TCDD"]
["Nitrosamines","no",null,"yes",null,null,35576911,null,"No monitoring method for Nitrosamines, nor is it appropriate to compare the criteria to a total of nitrosamine analytes.  See implementation memo at: http://www.deq.state.or.us/wq/standards/docs/toxics/nitrosamines.pdf","Nitrosamines"]
["Nitrosodibutylamine, N","no",null,"yes","N-Nitrosodibutylamine","N-Nitrosodibutylamine",924163,2,null,null,"N-Nitrosodibutylamine"]
["Nitrosodiethylamine, N","no",null,"yes","N-Nitrosodiethylamine","N-Nitrosodiethylamine",55185,2,null,null,"N-Nitrosodiethylamine"]
["Nitrosopyrrolidine, N","no",null,"yes","N-Nitrosopyrrolidine","N-Nitrosopyrrolidine",930552,2,null,null,"N-Nitrosopyrrolidine"]
["Phosphorus, Elemental","yes",null,"no","Phosphorus, Elemental","Phosphorus, Elemental",7723140,10,null,null,"Phosphorus, Elemental"]
["Tributyltin (TBT)","yes",null,"no","tributyltin (TBT)","tributyltin (TBT)",688733,2]
["chloride"]
["dinitrophenols"]
["Nitrates-Nitrite"]
[]
[]
["Text in Blue do not have monitoring methods available or criteria"]

{"sheet":"CAS#check","index":10,"n_rows":10004,"n_cols":11,"rows_kept":10004,"cut":false,"hidden":true,"merged":[]}
["CAS# sorted","Parameter","CAS#check","Is #/NA",null,"# of N/A","# datapoints","MaxRows","#BadCAS#","Instructions:"]
[50293,"DDT 4,4'",null,null,null,{"$f":"SUM(D4:D10003)","v":10000},{"$f":"COUNTA('1. Eff Raw Data'!K4:K3004)","v":0},10000,{"$f":"G2-(H2-F2)","v":0},"Problem or missing CAS numbers will be indicated by a 1 in column D."]
[50328,"Benzo[a]pyrene",null,null,null,null,null,null,null,"Find the 1's, then look at those lines in the Eff Raw Data tab."]
[51285,"2,4-Dinitrophenol",{"$f":"VLOOKUP('1. Eff Raw Data'!S4,'CAS#check'!A$2:A$190,1,FALSE)","v":{"$error":"#N/A"}},{"$f":"IFERROR(_xlfn.IFNA(0*C4,1),0)","v":1},null,null,null,null,null,"A problem CAS number may be caused by a parameter that DEQ does not typically look for."]
[53703,"Dibenz[a,h]anthracene",{"$f":"VLOOKUP('1. Eff Raw Data'!S5,'CAS#check'!A$2:A$190,1,FALSE)","v":{"$error":"#N/A"}},{"$f":"IFERROR(_xlfn.IFNA(0*C5,1),0)","v":1},null,null,null,null,null,"Note: rows with no data will result in #N/A in column D. That is OK."]
[55185,"Nitrosodiethylamine, N",{"$f":"VLOOKUP('1. Eff Raw Data'!S6,'CAS#check'!A$2:A$190,1,FALSE)","v":{"$error":"#N/A"}},1]
[56235,"Carbon tetrachloride",{"$f":"VLOOKUP('1. Eff Raw Data'!S7,'CAS#check'!A$2:A$190,1,FALSE)","v":{"$error":"#N/A"}},1]
[56382,"Parathion",{"$f":"VLOOKUP('1. Eff Raw Data'!S8,'CAS#check'!A$2:A$190,1,FALSE)","v":{"$error":"#N/A"}},1]
[56553,"Benz[a]anthracene",{"$f":"VLOOKUP('1. Eff Raw Data'!S9,'CAS#check'!A$2:A$190,1,FALSE)","v":{"$error":"#N/A"}},1,null,null,null,null,null,"This checks rows 4-10,000 of the Eff. Raw Data tab."]
[57749,"Chlordane",{"$f":"VLOOKUP('1. Eff Raw Data'!S10,'CAS#check'!A$2:A$190,1,FALSE)","v":{"$error":"#N/A"}},1,null,null,null,null,null,"To check more rows:"]
[58899,"Lindane",{"$f":"VLOOKUP('1. Eff Raw Data'!S11,'CAS#check'!A$2:A$190,1,FALSE)","v":{"$error":"#N/A"}},1,null,null,null,null,null,null,"Extend columns C and D"]
[59507,"p-Chloro-m-cresol",{"$f":"VLOOKUP('1. Eff Raw Data'!S12,'CAS#check'!A$2:A$190,1,FALSE)","v":{"$error":"#N/A"}},1,null,null,null,null,null,null,"Increase MaxRows in cell H2 to the desired number of rows"]
[60571,"Dieldrin",{"$f":"VLOOKUP('1. Eff Raw Data'!S13,'CAS#check'!A$2:A$190,1,FALSE)","v":{"$error":"#N/A"}},1,null,null,null,null,null,null,"Make sure the sumation \"# of NA\" in cell F2 includes all the rows"]
[62759,"N-Nitrosodimethylamine",{"$f":"VLOOKUP('1. Eff Raw Data'!S14,'CAS#check'!A$2:A$190,1,FALSE)","v":{"$error":"#N/A"}},1,null,null,null,null,null,"The CAS# list contains CAS#s for all parameters that DEQ is likely to find in effluent sampling. "]
[67663,"Chloroform",{"$f":"VLOOKUP('1. Eff Raw Data'!S15,'CAS#check'!A$2:A$190,1,FALSE)","v":{"$error":"#N/A"}},1,null,null,null,null,null,"But there are over 160 million CAS#s, so finding a \"bad\" CAS# could be a chemical that we didn't expect, or could be an error."]
[67721,"Hexachloroethane",{"$f":"VLOOKUP('1. Eff Raw Data'!S16,'CAS#check'!A$2:A$190,1,FALSE)","v":{"$error":"#N/A"}},1]
[71432,"Benzene",{"$f":"VLOOKUP('1. Eff Raw Data'!S17,'CAS#check'!A$2:A$190,1,FALSE)","v":{"$error":"#N/A"}},1,null,null,null,null,null,"To add more CAS#s, add them to column A, sort smallest to largest, and update the VLOOKUP in column B to include all of column A"]
[71556,"1,1,1-Trichloroethane",{"$f":"VLOOKUP('1. Eff Raw Data'!S18,'CAS#check'!A$2:A$190,1,FALSE)","v":{"$error":"#N/A"}},1]
[72208,"Endrin",{"$f":"VLOOKUP('1. Eff Raw Data'!S19,'CAS#check'!A$2:A$190,1,FALSE)","v":{"$error":"#N/A"}},1]
[72435,"Methoxychlor",{"$f":"VLOOKUP('1. Eff Raw Data'!S20,'CAS#check'!A$2:A$190,1,FALSE)","v":{"$error":"#N/A"}},1]
[72548,"DDD 4,4'",{"$f":"VLOOKUP('1. Eff Raw Data'!S21,'CAS#check'!A$2:A$190,1,FALSE)","v":{"$error":"#N/A"}},1]
[72559,"DDE 4,4'",{"$f":"VLOOKUP('1. Eff Raw Data'!S22,'CAS#check'!A$2:A$190,1,FALSE)","v":{"$error":"#N/A"}},1]
[74839,"Methyl bromide",{"$f":"VLOOKUP('1. Eff Raw Data'!S23,'CAS#check'!A$2:A$190,1,FALSE)","v":{"$error":"#N/A"}},1]
[74873,"Chloromethane",{"$f":"VLOOKUP('1. Eff Raw Data'!S24,'CAS#check'!A$2:A$190,1,FALSE)","v":{"$error":"#N/A"}},1]
[75003,"Chloroethane",{"$f":"VLOOKUP('1. Eff Raw Data'!S25,'CAS#check'!A$2:A$190,1,FALSE)","v":{"$error":"#N/A"}},1]
[75014,"Vinyl chloride",{"$f":"VLOOKUP('1. Eff Raw Data'!S26,'CAS#check'!A$2:A$190,1,FALSE)","v":{"$error":"#N/A"}},1]
[75092,"Methylene chloride",{"$f":"VLOOKUP('1. Eff Raw Data'!S27,'CAS#check'!A$2:A$190,1,FALSE)","v":{"$error":"#N/A"}},1]
[75252,"Tribromomethane",{"$f":"VLOOKUP('1. Eff Raw Data'!S28,'CAS#check'!A$2:A$190,1,FALSE)","v":{"$error":"#N/A"}},1]
[75274,"Dichlorobromomethane",{"$f":"VLOOKUP('1. Eff Raw Data'!S29,'CAS#check'!A$2:A$190,1,FALSE)","v":{"$error":"#N/A"}},1]
[75343,"1,1-Dichloroethane",{"$f":"VLOOKUP('1. Eff Raw Data'!S30,'CAS#check'!A$2:A$190,1,FALSE)","v":{"$error":"#N/A"}},1]
[75354,"1,1-Dichloroethylene",{"$f":"VLOOKUP('1. Eff Raw Data'!S31,'CAS#check'!A$2:A$190,1,FALSE)","v":{"$error":"#N/A"}},1]
[76448,"Heptachlor",{"$f":"VLOOKUP('1. Eff Raw Data'!S32,'CAS#check'!A$2:A$190,1,FALSE)","v":{"$error":"#N/A"}},1]
[77474,"Hexachlorocyclopentadiene",{"$f":"VLOOKUP('1. Eff Raw Data'!S33,'CAS#check'!A$2:A$190,1,FALSE)","v":{"$error":"#N/A"}},1]
[78591,"Isophorone",{"$f":"VLOOKUP('1. Eff Raw Data'!S34,'CAS#check'!A$2:A$190,1,FALSE)","v":{"$error":"#N/A"}},1]
[78875,"1,2-Dichloropropane",{"$f":"VLOOKUP('1. Eff Raw Data'!S35,'CAS#check'!A$2:A$190,1,FALSE)","v":{"$error":"#N/A"}},1]
[79005,"1,1,2-Trichloroethane",{"$f":"VLOOKUP('1. Eff Raw Data'!S36,'CAS#check'!A$2:A$190,1,FALSE)","v":{"$error":"#N/A"}},1]
[79016,"Trichloroethylene",{"$f":"VLOOKUP('1. Eff Raw Data'!S37,'CAS#check'!A$2:A$190,1,FALSE)","v":{"$error":"#N/A"}},1]
[79345,"1,1,2,2-Tetrachloroethane",{"$f":"VLOOKUP('1. Eff Raw Data'!S38,'CAS#check'!A$2:A$190,1,FALSE)","v":{"$error":"#N/A"}},1]
[83329,"Acenaphthene",{"$f":"VLOOKUP('1. Eff Raw Data'!S39,'CAS#check'!A$2:A$190,1,FALSE)","v":{"$error":"#N/A"}},1]
[84662,"Diethyl phthalate",{"$f":"VLOOKUP('1. Eff Raw Data'!S40,'CAS#check'!A$2:A$190,1,FALSE)","v":{"$error":"#N/A"}},1]
[84742,"Dibutyl phthalate",{"$f":"VLOOKUP('1. Eff Raw Data'!S41,'CAS#check'!A$2:A$190,1,FALSE)","v":{"$error":"#N/A"}},1]
[85018,"Phenanthrene",{"$f":"VLOOKUP('1. Eff Raw Data'!S42,'CAS#check'!A$2:A$190,1,FALSE)","v":{"$error":"#N/A"}},1]
[85687,"Butyl benzyl phthalate",{"$f":"VLOOKUP('1. Eff Raw Data'!S43,'CAS#check'!A$2:A$190,1,FALSE)","v":{"$error":"#N/A"}},1]
[86306,"N-Nitrosodiphenylamine",{"$f":"VLOOKUP('1. Eff Raw Data'!S44,'CAS#check'!A$2:A$190,1,FALSE)","v":{"$error":"#N/A"}},1]
[86500,"Azinphos-methyl",{"$f":"VLOOKUP('1. Eff Raw Data'!S45,'CAS#check'!A$2:A$190,1,FALSE)","v":{"$error":"#N/A"}},1]
[86737,"Fluorene",{"$f":"VLOOKUP('1. Eff Raw Data'!S46,'CAS#check'!A$2:A$190,1,FALSE)","v":{"$error":"#N/A"}},1]
[87683,"Hexachlorobutadiene",{"$f":"VLOOKUP('1. Eff Raw Data'!S47,'CAS#check'!A$2:A$190,1,FALSE)","v":{"$error":"#N/A"}},1]
[87865,"Pentachlorophenol",{"$f":"VLOOKUP('1. Eff Raw Data'!S48,'CAS#check'!A$2:A$190,1,FALSE)","v":{"$error":"#N/A"}},1]
[88062,"2,4,6-Trichlorophenol",{"$f":"VLOOKUP('1. Eff Raw Data'!S49,'CAS#check'!A$2:A$190,1,FALSE)","v":{"$error":"#N/A"}},1]
[88755,"o-Nitrophenol",{"$f":"VLOOKUP('1. Eff Raw Data'!S50,'CAS#check'!A$2:A$190,1,FALSE)","v":{"$error":"#N/A"}},1]
[91203,"Naphthalene",{"$f":"VLOOKUP('1. Eff Raw Data'!S51,'CAS#check'!A$2:A$190,1,FALSE)","v":{"$error":"#N/A"}},1]
[91587,"2-Chloronaphthalene",{"$f":"VLOOKUP('1. Eff Raw Data'!S52,'CAS#check'!A$2:A$190,1,FALSE)","v":{"$error":"#N/A"}},1]
[91941,"3,3-Dichlorobenzidine",{"$f":"VLOOKUP('1. Eff Raw Data'!S53,'CAS#check'!A$2:A$190,1,FALSE)","v":{"$error":"#N/A"}},1]
[92875,"Benzidine",{"$f":"VLOOKUP('1. Eff Raw Data'!S54,'CAS#check'!A$2:A$190,1,FALSE)","v":{"$error":"#N/A"}},1]
[93721,"Chlorophenoxy Herbicide (2,4,5,-TP)",{"$f":"VLOOKUP('1. Eff Raw Data'!S55,'CAS#check'!A$2:A$190,1,FALSE)","v":{"$error":"#N/A"}},1]
[94757,"Chlorophenoxy Herbicide (2,4,-D)",{"$f":"VLOOKUP('1. Eff Raw Data'!S56,'CAS#check'!A$2:A$190,1,FALSE)","v":{"$error":"#N/A"}},1]
[95501,"o-Dichlorobenzene",{"$f":"VLOOKUP('1. Eff Raw Data'!S57,'CAS#check'!A$2:A$190,1,FALSE)","v":{"$error":"#N/A"}},1]
[95578,"o-Chlorophenol",{"$f":"VLOOKUP('1. Eff Raw Data'!S58,'CAS#check'!A$2:A$190,1,FALSE)","v":{"$error":"#N/A"}},1]
[95943,"1,2,4,5-Tetrachlorobenzene",{"$f":"VLOOKUP('1. Eff Raw Data'!S59,'CAS#check'!A$2:A$190,1,FALSE)","v":{"$error":"#N/A"}},1]
[95954,"2,4,5-Trichlorophenol",{"$f":"VLOOKUP('1. Eff Raw Data'!S60,'CAS#check'!A$2:A$190,1,FALSE)","v":{"$error":"#N/A"}},1]
[98953,"Nitrobenzene",{"$f":"VLOOKUP('1. Eff Raw Data'!S61,'CAS#check'!A$2:A$190,1,FALSE)","v":{"$error":"#N/A"}},1]
[100027,"p-Nitrophenol",{"$f":"VLOOKUP('1. Eff Raw Data'!S62,'CAS#check'!A$2:A$190,1,FALSE)","v":{"$error":"#N/A"}},1]
[100414,"Ethylbenzene",{"$f":"VLOOKUP('1. Eff Raw Data'!S63,'CAS#check'!A$2:A$190,1,FALSE)","v":{"$error":"#N/A"}},1]
[101553,"BDE-003",{"$f":"VLOOKUP('1. Eff Raw Data'!S64,'CAS#check'!A$2:A$190,1,FALSE)","v":{"$error":"#N/A"}},1]
[103333,"Azobenzene",{"$f":"VLOOKUP('1. Eff Raw Data'!S65,'CAS#check'!A$2:A$190,1,FALSE)","v":{"$error":"#N/A"}},1]
[105679,"2,4-Dimethylphenol",{"$f":"VLOOKUP('1. Eff Raw Data'!S66,'CAS#check'!A$2:A$190,1,FALSE)","v":{"$error":"#N/A"}},1]
[106467,"p-Dichlorobenzene",{"$f":"VLOOKUP('1. Eff Raw Data'!S67,'CAS#check'!A$2:A$190,1,FALSE)","v":{"$error":"#N/A"}},1]
[107028,"Acrolein",{"$f":"VLOOKUP('1. Eff Raw Data'!S68,'CAS#check'!A$2:A$190,1,FALSE)","v":{"$error":"#N/A"}},1]
[107051,"Allyl chloride",{"$f":"VLOOKUP('1. Eff Raw Data'!S69,'CAS#check'!A$2:A$190,1,FALSE)","v":{"$error":"#N/A"}},{"$f":"IFERROR(_xlfn.IFNA(0*C69,1),0)","v":1}]
[107062,"1,2-Dichloroethane",{"$f":"VLOOKUP('1. Eff Raw Data'!S70,'CAS#check'!A$2:A$190,1,FALSE)","v":{"$error":"#N/A"}},1]
[107131,"Acrylonitrile",{"$f":"VLOOKUP('1. Eff Raw Data'!S71,'CAS#check'!A$2:A$190,1,FALSE)","v":{"$error":"#N/A"}},1]
[108601,"Bis(2-chloro-1-methylethyl) ether",{"$f":"VLOOKUP('1. Eff Raw Data'!S72,'CAS#check'!A$2:A$190,1,FALSE)","v":{"$error":"#N/A"}},1]
[108883,"Toluene",{"$f":"VLOOKUP('1. Eff Raw Data'!S73,'CAS#check'!A$2:A$190,1,FALSE)","v":{"$error":"#N/A"}},1]
[108907,"Chlorobenzene",{"$f":"VLOOKUP('1. Eff Raw Data'!S74,'CAS#check'!A$2:A$190,1,FALSE)","v":{"$error":"#N/A"}},1]
[108952,"Phenol",{"$f":"VLOOKUP('1. Eff Raw Data'!S75,'CAS#check'!A$2:A$190,1,FALSE)","v":{"$error":"#N/A"}},1]
[110758,"2-Chloroethyl vinyl ether",{"$f":"VLOOKUP('1. Eff Raw Data'!S76,'CAS#check'!A$2:A$190,1,FALSE)","v":{"$error":"#N/A"}},1]
[111444,"Bis(2-chloroethyl) ether",{"$f":"VLOOKUP('1. Eff Raw Data'!S77,'CAS#check'!A$2:A$190,1,FALSE)","v":{"$error":"#N/A"}},1]
[111911,"Bis(2-chloroethoxy)methane",{"$f":"VLOOKUP('1. Eff Raw Data'!S78,'CAS#check'!A$2:A$190,1,FALSE)","v":{"$error":"#N/A"}},1]
[115297,"Endosulfan",{"$f":"VLOOKUP('1. Eff Raw Data'!S79,'CAS#check'!A$2:A$190,1,FALSE)","v":{"$error":"#N/A"}},1]
[117817,"Di(2-ethylhexyl) phthalate",{"$f":"VLOOKUP('1. Eff Raw Data'!S80,'CAS#check'!A$2:A$190,1,FALSE)","v":{"$error":"#N/A"}},1]
[117840,"Di-n-octyl phthalate",{"$f":"VLOOKUP('1. Eff Raw Data'!S81,'CAS#check'!A$2:A$190,1,FALSE)","v":{"$error":"#N/A"}},1]
[118741,"Hexachlorobenzene",{"$f":"VLOOKUP('1. Eff Raw Data'!S82,'CAS#check'!A$2:A$190,1,FALSE)","v":{"$error":"#N/A"}},1]
[120127,"Anthracene",{"$f":"VLOOKUP('1. Eff Raw Data'!S83,'CAS#check'!A$2:A$190,1,FALSE)","v":{"$error":"#N/A"}},1]
[120821,"1,2,4-Trichlorobenzene",{"$f":"VLOOKUP('1. Eff Raw Data'!S84,'CAS#check'!A$2:A$190,1,FALSE)","v":{"$error":"#N/A"}},1]
[120832,"2,4-Dichlorophenol",{"$f":"VLOOKUP('1. Eff Raw Data'!S85,'CAS#check'!A$2:A$190,1,FALSE)","v":{"$error":"#N/A"}},1]
[121142,"2,4-Dinitrotoluene",{"$f":"VLOOKUP('1. Eff Raw Data'!S86,'CAS#check'!A$2:A$190,1,FALSE)","v":{"$error":"#N/A"}},1]
[121755,"Malathion",{"$f":"VLOOKUP('1. Eff Raw Data'!S87,'CAS#check'!A$2:A$190,1,FALSE)","v":{"$error":"#N/A"}},1]
[122667,"1,2-Diphenylhydrazine",{"$f":"VLOOKUP('1. Eff Raw Data'!S88,'CAS#check'!A$2:A$190,1,FALSE)","v":{"$error":"#N/A"}},1]
[124481,"Chlorodibromomethane",{"$f":"VLOOKUP('1. Eff Raw Data'!S89,'CAS#check'!A$2:A$190,1,FALSE)","v":{"$error":"#N/A"}},1]
[127184,"Tetrachloroethylene",{"$f":"VLOOKUP('1. Eff Raw Data'!S90,'CAS#check'!A$2:A$190,1,FALSE)","v":{"$error":"#N/A"}},1]
[129000,"Pyrene",{"$f":"VLOOKUP('1. Eff Raw Data'!S91,'CAS#check'!A$2:A$190,1,FALSE)","v":{"$error":"#N/A"}},1]
[131113,"Dimethyl phthalate",{"$f":"VLOOKUP('1. Eff Raw Data'!S92,'CAS#check'!A$2:A$190,1,FALSE)","v":{"$error":"#N/A"}},1]
[156605,"trans-1,2-Dichloroethylene",{"$f":"VLOOKUP('1. Eff Raw Data'!S93,'CAS#check'!A$2:A$190,1,FALSE)","v":{"$error":"#N/A"}},1]
[191242,"Benzo[ghi]perylene",{"$f":"VLOOKUP('1. Eff Raw Data'!S94,'CAS#check'!A$2:A$190,1,FALSE)","v":{"$error":"#N/A"}},1]
[193395,"Indeno[1,2,3-cd]pyrene",{"$f":"VLOOKUP('1. Eff Raw Data'!S95,'CAS#check'!A$2:A$190,1,FALSE)","v":{"$error":"#N/A"}},1]
[205992,"Benzo(b)fluoranthene",{"$f":"VLOOKUP('1. Eff Raw Data'!S96,'CAS#check'!A$2:A$190,1,FALSE)","v":{"$error":"#N/A"}},1]
[206440,"Fluoranthene",{"$f":"VLOOKUP('1. Eff Raw Data'!S97,'CAS#check'!A$2:A$190,1,FALSE)","v":{"$error":"#N/A"}},1]
[207089,"Benzo[k]fluoranthene",{"$f":"VLOOKUP('1. Eff Raw Data'!S98,'CAS#check'!A$2:A$190,1,FALSE)","v":{"$error":"#N/A"}},1]
[208968,"Acenaphthylene",{"$f":"VLOOKUP('1. Eff Raw Data'!S99,'CAS#check'!A$2:A$190,1,FALSE)","v":{"$error":"#N/A"}},1]
[218019,"Chrysene",{"$f":"VLOOKUP('1. Eff Raw Data'!S100,'CAS#check'!A$2:A$190,1,FALSE)","v":{"$error":"#N/A"}},1]
[309002,"Aldrin",{"$f":"VLOOKUP('1. Eff Raw Data'!S101,'CAS#check'!A$2:A$190,1,FALSE)","v":{"$error":"#N/A"}},1]
[319846,".alpha.-Hexachlorocyclohexane",{"$f":"VLOOKUP('1. Eff Raw Data'!S102,'CAS#check'!A$2:A$190,1,FALSE)","v":{"$error":"#N/A"}},1]
[319857,".beta.-Hexachlorocyclohexane",{"$f":"VLOOKUP('1. Eff Raw Data'!S103,'CAS#check'!A$2:A$190,1,FALSE)","v":{"$error":"#N/A"}},1]
[319868,"BHC-delta",{"$f":"VLOOKUP('1. Eff Raw Data'!S104,'CAS#check'!A$2:A$190,1,FALSE)","v":{"$error":"#N/A"}},1]
[534521,"4,6-Dinitro-o-cresol",{"$f":"VLOOKUP('1. Eff Raw Data'!S105,'CAS#check'!A$2:A$190,1,FALSE)","v":{"$error":"#N/A"}},1]
[541731,"m-Dichlorobenzene",{"$f":"VLOOKUP('1. Eff Raw Data'!S106,'CAS#check'!A$2:A$190,1,FALSE)","v":{"$error":"#N/A"}},1]
[542756,"1,3-Dichloropropene",{"$f":"VLOOKUP('1. Eff Raw Data'!S107,'CAS#check'!A$2:A$190,1,FALSE)","v":{"$error":"#N/A"}},1]
[542881,"Chloromethyl Ether, bis",{"$f":"VLOOKUP('1. Eff Raw Data'!S108,'CAS#check'!A$2:A$190,1,FALSE)","v":{"$error":"#N/A"}},1]
[606202,"2,6-Dinitrotoluene",{"$f":"VLOOKUP('1. Eff Raw Data'!S109,'CAS#check'!A$2:A$190,1,FALSE)","v":{"$error":"#N/A"}},1]
[608731,"BHC-Technical",{"$f":"VLOOKUP('1. Eff Raw Data'!S110,'CAS#check'!A$2:A$190,1,FALSE)","v":{"$error":"#N/A"}},1]
[608935,"Pentachlorobenzene",{"$f":"VLOOKUP('1. Eff Raw Data'!S111,'CAS#check'!A$2:A$190,1,FALSE)","v":{"$error":"#N/A"}},1]
[621647,"N-Nitrosodi-n-propylamine",{"$f":"VLOOKUP('1. Eff Raw Data'!S112,'CAS#check'!A$2:A$190,1,FALSE)","v":{"$error":"#N/A"}},1]
[688733,"Tributyltin (TBT)",{"$f":"VLOOKUP('1. Eff Raw Data'!S113,'CAS#check'!A$2:A$190,1,FALSE)","v":{"$error":"#N/A"}},1]
[924163,"Nitrosodibutylamine, N",{"$f":"VLOOKUP('1. Eff Raw Data'!S114,'CAS#check'!A$2:A$190,1,FALSE)","v":{"$error":"#N/A"}},1]
[930552,"Nitrosopyrrolidine, N",{"$f":"VLOOKUP('1. Eff Raw Data'!S115,'CAS#check'!A$2:A$190,1,FALSE)","v":{"$error":"#N/A"}},1]
[959988,".alpha.-Endosulfan",{"$f":"VLOOKUP('1. Eff Raw Data'!S116,'CAS#check'!A$2:A$190,1,FALSE)","v":{"$error":"#N/A"}},1]
[1024573,"Heptachlor epoxide",{"$f":"VLOOKUP('1. Eff Raw Data'!S117,'CAS#check'!A$2:A$190,1,FALSE)","v":{"$error":"#N/A"}},1]
[1031078,"Endosulfan sulfate",{"$f":"VLOOKUP('1. Eff Raw Data'!S118,'CAS#check'!A$2:A$190,1,FALSE)","v":{"$error":"#N/A"}},1]
[1336363,"Total PCBs",{"$f":"VLOOKUP('1. Eff Raw Data'!S119,'CAS#check'!A$2:A$190,1,FALSE)","v":{"$error":"#N/A"}},1]
[1746016,"Dioxin (2,3,7,8-TCDD)",{"$f":"VLOOKUP('1. Eff Raw Data'!S120,'CAS#check'!A$2:A$190,1,FALSE)","v":{"$error":"#N/A"}},1]
[2385855,"Mirex",{"$f":"VLOOKUP('1. Eff Raw Data'!S121,'CAS#check'!A$2:A$190,1,FALSE)","v":{"$error":"#N/A"}},1]
[2921882,"Chlorpyrifos",{"$f":"VLOOKUP('1. Eff Raw Data'!S122,'CAS#check'!A$2:A$190,1,FALSE)","v":{"$error":"#N/A"}},1]
[7005723,"p-Chlorophenyl phenyl ether",{"$f":"VLOOKUP('1. Eff Raw Data'!S123,'CAS#check'!A$2:A$190,1,FALSE)","v":{"$error":"#N/A"}},1]
[7421934,"Endrin aldehyde",{"$f":"VLOOKUP('1. Eff Raw Data'!S124,'CAS#check'!A$2:A$190,1,FALSE)","v":{"$error":"#N/A"}},1]
[7429905,"Aluminum",{"$f":"VLOOKUP('1. Eff Raw Data'!S125,'CAS#check'!A$2:A$190,1,FALSE)","v":{"$error":"#N/A"}},1]
[7439965,"Manganese",{"$f":"VLOOKUP('1. Eff Raw Data'!S126,'CAS#check'!A$2:A$190,1,FALSE)","v":{"$error":"#N/A"}},1]
[7440393,"Barium (total recoverable)",{"$f":"VLOOKUP('1. Eff Raw Data'!S127,'CAS#check'!A$2:A$190,1,FALSE)","v":{"$error":"#N/A"}},1]
[7440473,"Chromium",{"$f":"VLOOKUP('1. Eff Raw Data'!S128,'CAS#check'!A$2:A$190,1,FALSE)","v":{"$error":"#N/A"}},1]
[7440702,"Calcium",{"$f":"VLOOKUP('1. Eff Raw Data'!S129,'CAS#check'!A$2:A$190,1,FALSE)","v":{"$error":"#N/A"}},1]
[7664417,"Ammonia",{"$f":"VLOOKUP('1. Eff Raw Data'!S130,'CAS#check'!A$2:A$190,1,FALSE)","v":{"$error":"#N/A"}},1]
[7723140,"Phosphorus, Elemental",{"$f":"VLOOKUP('1. Eff Raw Data'!S131,'CAS#check'!A$2:A$190,1,FALSE)","v":{"$error":"#N/A"}},1]
[7782505,"Chlorine",{"$f":"VLOOKUP('1. Eff Raw Data'!S132,'CAS#check'!A$2:A$190,1,FALSE)","v":{"$error":"#N/A"}},1]
[7783064,"Sulfide Hydrogen Sulfide",{"$f":"VLOOKUP('1. Eff Raw Data'!S133,'CAS#check'!A$2:A$190,1,FALSE)","v":{"$error":"#N/A"}},{"$f":"IFERROR(_xlfn.IFNA(0*C133,1),0)","v":1}]
[8001352,"Toxaphene",{"$f":"VLOOKUP('1. Eff Raw Data'!S134,'CAS#check'!A$2:A$190,1,FALSE)","v":{"$error":"#N/A"}},1]
[8065483,"Demeton",{"$f":"VLOOKUP('1. Eff Raw Data'!S135,'CAS#check'!A$2:A$190,1,FALSE)","v":{"$error":"#N/A"}},1]
[11096825,"Aroclor 1260",{"$f":"VLOOKUP('1. Eff Raw Data'!S136,'CAS#check'!A$2:A$190,1,FALSE)","v":{"$error":"#N/A"}},1]
[11097691,"Aroclor 1254",{"$f":"VLOOKUP('1. Eff Raw Data'!S137,'CAS#check'!A$2:A$190,1,FALSE)","v":{"$error":"#N/A"}},1]
[11104282,"Aroclor 1221",{"$f":"VLOOKUP('1. Eff Raw Data'!S138,'CAS#check'!A$2:A$190,1,FALSE)","v":{"$error":"#N/A"}},1]
[11141165,"Aroclor 1232",{"$f":"VLOOKUP('1. Eff Raw Data'!S139,'CAS#check'!A$2:A$190,1,FALSE)","v":{"$error":"#N/A"}},1]
[12672296,"Aroclor 1248",{"$f":"VLOOKUP('1. Eff Raw Data'!S140,'CAS#check'!A$2:A$190,1,FALSE)","v":{"$error":"#N/A"}},1]
[12674112,"Aroclor 1016",{"$f":"VLOOKUP('1. Eff Raw Data'!S141,'CAS#check'!A$2:A$190,1,FALSE)","v":{"$error":"#N/A"}},1]
[14265442,"Orthophosphate",{"$f":"VLOOKUP('1. Eff Raw Data'!S142,'CAS#check'!A$2:A$190,1,FALSE)","v":{"$error":"#N/A"}},1]
[14797558,"Nitrate",{"$f":"VLOOKUP('1. Eff Raw Data'!S143,'CAS#check'!A$2:A$190,1,FALSE)","v":{"$error":"#N/A"}},1]
[14797650,"Nitrite",{"$f":"VLOOKUP('1. Eff Raw Data'!S144,'CAS#check'!A$2:A$190,1,FALSE)","v":{"$error":"#N/A"}},1]
[14808798,"Sulfate",{"$f":"VLOOKUP('1. Eff Raw Data'!S145,'CAS#check'!A$2:A$190,1,FALSE)","v":{"$error":"#N/A"}},1]
[16887006,"Chloride",{"$f":"VLOOKUP('1. Eff Raw Data'!S146,'CAS#check'!A$2:A$190,1,FALSE)","v":{"$error":"#N/A"}},1]
[18496258,"Sulfide",{"$f":"VLOOKUP('1. Eff Raw Data'!S147,'CAS#check'!A$2:A$190,1,FALSE)","v":{"$error":"#N/A"}},1]
[22541544,"Arsenic ion (3+)",{"$f":"VLOOKUP('1. Eff Raw Data'!S148,'CAS#check'!A$2:A$190,1,FALSE)","v":{"$error":"#N/A"}},1]
[33213659,".beta.-Endosulfan",{"$f":"VLOOKUP('1. Eff Raw Data'!S149,'CAS#check'!A$2:A$190,1,FALSE)","v":{"$error":"#N/A"}},1]
[35576911,"Nitrosamines",{"$f":"VLOOKUP('1. Eff Raw Data'!S150,'CAS#check'!A$2:A$190,1,FALSE)","v":{"$error":"#N/A"}},1]
[53469219,"Aroclor 1242",{"$f":"VLOOKUP('1. Eff Raw Data'!S151,'CAS#check'!A$2:A$190,1,FALSE)","v":{"$error":"#N/A"}},1]
[68583222,"Escherichia coli",{"$f":"VLOOKUP('1. Eff Raw Data'!S152,'CAS#check'!A$2:A$190,1,FALSE)","v":{"$error":"#N/A"}},1]
["16065831D","Chromium III (dissolved)",{"$f":"VLOOKUP('1. Eff Raw Data'!S153,'CAS#check'!A$2:A$190,1,FALSE)","v":{"$error":"#N/A"}},1]
["18540299D","Chromium VI (dissolved)",{"$f":"VLOOKUP('1. Eff Raw Data'!S154,'CAS#check'!A$2:A$190,1,FALSE)","v":{"$error":"#N/A"}},1]
["22967926T","Methyl Mercury",{"$f":"VLOOKUP('1. Eff Raw Data'!S155,'CAS#check'!A$2:A$190,1,FALSE)","v":{"$error":"#N/A"}},1]
["57125F","Cyanide (free)",{"$f":"VLOOKUP('1. Eff Raw Data'!S156,'CAS#check'!A$2:A$190,1,FALSE)","v":{"$error":"#N/A"}},1]
["57125T","Cyanide (total)",{"$f":"VLOOKUP('1. Eff Raw Data'!S157,'CAS#check'!A$2:A$190,1,FALSE)","v":{"$error":"#N/A"}},1]
["7439896T","Iron (total recoverable)",{"$f":"VLOOKUP('1. Eff Raw Data'!S158,'CAS#check'!A$2:A$190,1,FALSE)","v":{"$error":"#N/A"}},1]
["7439921D","Lead (dissolved)",{"$f":"VLOOKUP('1. Eff Raw Data'!S159,'CAS#check'!A$2:A$190,1,FALSE)","v":{"$error":"#N/A"}},1]
["7439921T","Lead (total recoverable)",{"$f":"VLOOKUP('1. Eff Raw Data'!S160,'CAS#check'!A$2:A$190,1,FALSE)","v":{"$error":"#N/A"}},1]
["7439954D","Magnesium, Dissolved",{"$f":"VLOOKUP('1. Eff Raw Data'!S161,'CAS#check'!A$2:A$190,1,FALSE)","v":{"$error":"#N/A"}},1]
["7439954T","Magnesium, Total",{"$f":"VLOOKUP('1. Eff Raw Data'!S162,'CAS#check'!A$2:A$190,1,FALSE)","v":{"$error":"#N/A"}},1]
["7439976T","Mercury (total)",{"$f":"VLOOKUP('1. Eff Raw Data'!S163,'CAS#check'!A$2:A$190,1,FALSE)","v":{"$error":"#N/A"}},1]
["7440020D","Nickel (dissolved)",{"$f":"VLOOKUP('1. Eff Raw Data'!S164,'CAS#check'!A$2:A$190,1,FALSE)","v":{"$error":"#N/A"}},1]
["7440020T","Nickel (total recoverable)",{"$f":"VLOOKUP('1. Eff Raw Data'!S165,'CAS#check'!A$2:A$190,1,FALSE)","v":{"$error":"#N/A"}},1]
["7440097D","Potassium, Dissolved",{"$f":"VLOOKUP('1. Eff Raw Data'!S166,'CAS#check'!A$2:A$190,1,FALSE)","v":{"$error":"#N/A"}},1]
["7440097T","Potassium, Total",{"$f":"VLOOKUP('1. Eff Raw Data'!S167,'CAS#check'!A$2:A$190,1,FALSE)","v":{"$error":"#N/A"}},1]
["7440224D","Silver (dissolved)",{"$f":"VLOOKUP('1. Eff Raw Data'!S168,'CAS#check'!A$2:A$190,1,FALSE)","v":{"$error":"#N/A"}},1]
["7440224T","Silver (total recoverable)",{"$f":"VLOOKUP('1. Eff Raw Data'!S169,'CAS#check'!A$2:A$190,1,FALSE)","v":{"$error":"#N/A"}},1]
["7440235D","Sodium, Dissolved",{"$f":"VLOOKUP('1. Eff Raw Data'!S170,'CAS#check'!A$2:A$190,1,FALSE)","v":{"$error":"#N/A"}},1]
["7440235T","Sodium, Total",{"$f":"VLOOKUP('1. Eff Raw Data'!S171,'CAS#check'!A$2:A$190,1,FALSE)","v":{"$error":"#N/A"}},1]
["7440280T","Thallium (total recoverable)",{"$f":"VLOOKUP('1. Eff Raw Data'!S172,'CAS#check'!A$2:A$190,1,FALSE)","v":{"$error":"#N/A"}},1]
["7440360T","Antimony (total recoverable)",{"$f":"VLOOKUP('1. Eff Raw Data'!S173,'CAS#check'!A$2:A$190,1,FALSE)","v":{"$error":"#N/A"}},1]
["7440382I","Arsenic (Inorganic, total)",{"$f":"VLOOKUP('1. Eff Raw Data'!S174,'CAS#check'!A$2:A$190,1,FALSE)","v":{"$error":"#N/A"}},1]
["7440382ID","Arsenic (inorganic, dissolved)",{"$f":"VLOOKUP('1. Eff Raw Data'!S175,'CAS#check'!A$2:A$190,1,FALSE)","v":{"$error":"#N/A"}},1]
["7440382T","Arsenic (total recoverable)",{"$f":"VLOOKUP('1. Eff Raw Data'!S176,'CAS#check'!A$2:A$190,1,FALSE)","v":{"$error":"#N/A"}},1]
["7440417T","Beryllium (total recoverable)",{"$f":"VLOOKUP('1. Eff Raw Data'!S177,'CAS#check'!A$2:A$190,1,FALSE)","v":{"$error":"#N/A"}},1]
["7440439D","Cadmium (dissolved)",{"$f":"VLOOKUP('1. Eff Raw Data'!S178,'CAS#check'!A$2:A$190,1,FALSE)","v":{"$error":"#N/A"}},1]
["7440439T","Cadmium (total recoverable)",{"$f":"VLOOKUP('1. Eff Raw Data'!S179,'CAS#check'!A$2:A$190,1,FALSE)","v":{"$error":"#N/A"}},1]
["7440473D","Chromium (dissolved)",{"$f":"VLOOKUP('1. Eff Raw Data'!S180,'CAS#check'!A$2:A$190,1,FALSE)","v":{"$error":"#N/A"}},1]
["7440473T","Chromium (total recoverable)",{"$f":"VLOOKUP('1. Eff Raw Data'!S181,'CAS#check'!A$2:A$190,1,FALSE)","v":{"$error":"#N/A"}},1]
["7440508D","Copper (dissolved)",{"$f":"VLOOKUP('1. Eff Raw Data'!S182,'CAS#check'!A$2:A$190,1,FALSE)","v":{"$error":"#N/A"}},1]
["7440508T","Copper (total recoverable)",{"$f":"VLOOKUP('1. Eff Raw Data'!S183,'CAS#check'!A$2:A$190,1,FALSE)","v":{"$error":"#N/A"}},1]
["7440666D","Zinc (dissolved)",{"$f":"VLOOKUP('1. Eff Raw Data'!S184,'CAS#check'!A$2:A$190,1,FALSE)","v":{"$error":"#N/A"}},1]
["7440666T","Zinc (total recoverable)",{"$f":"VLOOKUP('1. Eff Raw Data'!S185,'CAS#check'!A$2:A$190,1,FALSE)","v":{"$error":"#N/A"}},1]
["7782492D","Selenium (selenate+selenite, dissolved)",{"$f":"VLOOKUP('1. Eff Raw Data'!S186,'CAS#check'!A$2:A$190,1,FALSE)","v":{"$error":"#N/A"}},1]
["7782492T","Selenium (total recoverable)",{"$f":"VLOOKUP('1. Eff Raw Data'!S187,'CAS#check'!A$2:A$190,1,FALSE)","v":{"$error":"#N/A"}},1]
["ALKALINITY","Total alkalinity",{"$f":"VLOOKUP('1. Eff Raw Data'!S188,'CAS#check'!A$2:A$190,1,FALSE)","v":{"$error":"#N/A"}},1]
["HARDNESS","Hardness (Total as CaCO3)",{"$f":"VLOOKUP('1. Eff Raw Data'!S189,'CAS#check'!A$2:A$190,1,FALSE)","v":{"$error":"#N/A"}},1]
["NITRATEPLUSNITRITE","Nitrate plus nitrite",{"$f":"VLOOKUP('1. Eff Raw Data'!S190,'CAS#check'!A$2:A$190,1,FALSE)","v":{"$error":"#N/A"}},1]
[null,null,{"$f":"VLOOKUP('1. Eff Raw Data'!S191,'CAS#check'!A$2:A$190,1,FALSE)","v":{"$error":"#N/A"}},1]
[null,null,{"$f":"VLOOKUP('1. Eff Raw Data'!S192,'CAS#check'!A$2:A$190,1,FALSE)","v":{"$error":"#N/A"}},1]
[null,null,{"$f":"VLOOKUP('1. Eff Raw Data'!S193,'CAS#check'!A$2:A$190,1,FALSE)","v":{"$error":"#N/A"}},1]
[null,null,{"$f":"VLOOKUP('1. Eff Raw Data'!S194,'CAS#check'!A$2:A$190,1,FALSE)","v":{"$error":"#N/A"}},1]
[null,null,{"$f":"VLOOKUP('1. Eff Raw Data'!S195,'CAS#check'!A$2:A$190,1,FALSE)","v":{"$error":"#N/A"}},1]
[null,null,{"$f":"VLOOKUP('1. Eff Raw Data'!S196,'CAS#check'!A$2:A$190,1,FALSE)","v":{"$error":"#N/A"}},1]
[null,null,{"$f":"VLOOKUP('1. Eff Raw Data'!S197,'CAS#check'!A$2:A$190,1,FALSE)","v":{"$error":"#N/A"}},{"$f":"IFERROR(_xlfn.IFNA(0*C197,1),0)","v":1}]
[null,null,{"$f":"VLOOKUP('1. Eff Raw Data'!S198,'CAS#check'!A$2:A$190,1,FALSE)","v":{"$error":"#N/A"}},1]
[null,null,{"$f":"VLOOKUP('1. Eff Raw Data'!S199,'CAS#check'!A$2:A$190,1,FALSE)","v":{"$error":"#N/A"}},1]
[null,null,{"$f":"VLOOKUP('1. Eff Raw Data'!S200,'CAS#check'!A$2:A$190,1,FALSE)","v":{"$error":"#N/A"}},1]
[null,null,{"$f":"VLOOKUP('1. Eff Raw Data'!S201,'CAS#check'!A$2:A$190,1,FALSE)","v":{"$error":"#N/A"}},1]
[null,null,{"$f":"VLOOKUP('1. Eff Raw Data'!S202,'CAS#check'!A$2:A$190,1,FALSE)","v":{"$error":"#N/A"}},1]
[null,null,{"$f":"VLOOKUP('1. Eff Raw Data'!S203,'CAS#check'!A$2:A$190,1,FALSE)","v":{"$error":"#N/A"}},1]
[null,null,{"$f":"VLOOKUP('1. Eff Raw Data'!S204,'CAS#check'!A$2:A$190,1,FALSE)","v":{"$error":"#N/A"}},1]
[null,null,{"$f":"VLOOKUP('1. Eff Raw Data'!S205,'CAS#check'!A$2:A$190,1,FALSE)","v":{"$error":"#N/A"}},1]
[null,null,{"$f":"VLOOKUP('1. Eff Raw Data'!S206,'CAS#check'!A$2:A$190,1,FALSE)","v":{"$error":"#N/A"}},1]
[null,null,{"$f":"VLOOKUP('1. Eff Raw Data'!S207,'CAS#check'!A$2:A$190,1,FALSE)","v":{"$error":"#N/A"}},1]
[null,null,{"$f":"VLOOKUP('1. Eff Raw Data'!S208,'CAS#check'!A$2:A$190,1,FALSE)","v":{"$error":"#N/A"}},1]
[null,null,{"$f":"VLOOKUP('1. Eff Raw Data'!S209,'CAS#check'!A$2:A$190,1,FALSE)","v":{"$error":"#N/A"}},1]
[null,null,{"$f":"VLOOKUP('1. Eff Raw Data'!S210,'CAS#check'!A$2:A$190,1,FALSE)","v":{"$error":"#N/A"}},1]
[null,null,{"$f":"VLOOKUP('1. Eff Raw Data'!S211,'CAS#check'!A$2:A$190,1,FALSE)","v":{"$error":"#N/A"}},1]
[null,null,{"$f":"VLOOKUP('1. Eff Raw Data'!S212,'CAS#check'!A$2:A$190,1,FALSE)","v":{"$error":"#N/A"}},1]
[null,null,{"$f":"VLOOKUP('1. Eff Raw Data'!S213,'CAS#check'!A$2:A$190,1,FALSE)","v":{"$error":"#N/A"}},1]
[null,null,{"$f":"VLOOKUP('1. Eff Raw Data'!S214,'CAS#check'!A$2:A$190,1,FALSE)","v":{"$error":"#N/A"}},1]
[null,null,{"$f":"VLOOKUP('1. Eff Raw Data'!S215,'CAS#check'!A$2:A$190,1,FALSE)","v":{"$error":"#N/A"}},1]
[null,null,{"$f":"VLOOKUP('1. Eff Raw Data'!S216,'CAS#check'!A$2:A$190,1,FALSE)","v":{"$error":"#N/A"}},1]
[null,null,{"$f":"VLOOKUP('1. Eff Raw Data'!S217,'CAS#check'!A$2:A$190,1,FALSE)","v":{"$error":"#N/A"}},1]
[null,null,{"$f":"VLOOKUP('1. Eff Raw Data'!S218,'CAS#check'!A$2:A$190,1,FALSE)","v":{"$error":"#N/A"}},1]
[null,null,{"$f":"VLOOKUP('1. Eff Raw Data'!S219,'CAS#check'!A$2:A$190,1,FALSE)","v":{"$error":"#N/A"}},1]
[null,null,{"$f":"VLOOKUP('1. Eff Raw Data'!S220,'CAS#check'!A$2:A$190,1,FALSE)","v":{"$error":"#N/A"}},1]
[null,null,{"$f":"VLOOKUP('1. Eff Raw Data'!S221,'CAS#check'!A$2:A$190,1,FALSE)","v":{"$error":"#N/A"}},1]
[null,null,{"$f":"VLOOKUP('1. Eff Raw Data'!S222,'CAS#check'!A$2:A$190,1,FALSE)","v":{"$error":"#N/A"}},1]
[null,null,{"$f":"VLOOKUP('1. Eff Raw Data'!S223,'CAS#check'!A$2:A$190,1,FALSE)","v":{"$error":"#N/A"}},1]
[null,null,{"$f":"VLOOKUP('1. Eff Raw Data'!S224,'CAS#check'!A$2:A$190,1,FALSE)","v":{"$error":"#N/A"}},1]
[null,null,{"$f":"VLOOKUP('1. Eff Raw Data'!S225,'CAS#check'!A$2:A$190,1,FALSE)","v":{"$error":"#N/A"}},1]
[null,null,{"$f":"VLOOKUP('1. Eff Raw Data'!S226,'CAS#check'!A$2:A$190,1,FALSE)","v":{"$error":"#N/A"}},1]
[null,null,{"$f":"VLOOKUP('1. Eff Raw Data'!S227,'CAS#check'!A$2:A$190,1,FALSE)","v":{"$error":"#N/A"}},1]
[null,null,{"$f":"VLOOKUP('1. Eff Raw Data'!S228,'CAS#check'!A$2:A$190,1,FALSE)","v":{"$error":"#N/A"}},1]
[null,null,{"$f":"VLOOKUP('1. Eff Raw Data'!S229,'CAS#check'!A$2:A$190,1,FALSE)","v":{"$error":"#N/A"}},1]
[null,null,{"$f":"VLOOKUP('1. Eff Raw Data'!S230,'CAS#check'!A$2:A$190,1,FALSE)","v":{"$error":"#N/A"}},1]
[null,null,{"$f":"VLOOKUP('1. Eff Raw Data'!S231,'CAS#check'!A$2:A$190,1,FALSE)","v":{"$error":"#N/A"}},1]
[null,null,{"$f":"VLOOKUP('1. Eff Raw Data'!S232,'CAS#check'!A$2:A$190,1,FALSE)","v":{"$error":"#N/A"}},1]
[null,null,{"$f":"VLOOKUP('1. Eff Raw Data'!S233,'CAS#check'!A$2:A$190,1,FALSE)","v":{"$error":"#N/A"}},1]
[null,null,{"$f":"VLOOKUP('1. Eff Raw Data'!S234,'CAS#check'!A$2:A$190,1,FALSE)","v":{"$error":"#N/A"}},1]
[null,null,{"$f":"VLOOKUP('1. Eff Raw Data'!S235,'CAS#check'!A$2:A$190,1,FALSE)","v":{"$error":"#N/A"}},1]
[null,null,{"$f":"VLOOKUP('1. Eff Raw Data'!S236,'CAS#check'!A$2:A$190,1,FALSE)","v":{"$error":"#N/A"}},1]
[null,null,{"$f":"VLOOKUP('1. Eff Raw Data'!S237,'CAS#check'!A$2:A$190,1,FALSE)","v":{"$error":"#N/A"}},1]
[null,null,{"$f":"VLOOKUP('1. Eff Raw Data'!S238,'CAS#check'!A$2:A$190,1,FALSE)","v":{"$error":"#N/A"}},1]
[null,null,{"$f":"VLOOKUP('1. Eff Raw Data'!S239,'CAS#check'!A$2:A$190,1,FALSE)","v":{"$error":"#N/A"}},1]
[null,null,{"$f":"VLOOKUP('1. Eff Raw Data'!S240,'CAS#check'!A$2:A$190,1,FALSE)","v":{"$error":"#N/A"}},1]
[null,null,{"$f":"VLOOKUP('1. Eff Raw Data'!S241,'CAS#check'!A$2:A$190,1,FALSE)","v":{"$error":"#N/A"}},1]
[null,null,{"$f":"VLOOKUP('1. Eff Raw Data'!S242,'CAS#check'!A$2:A$190,1,FALSE)","v":{"$error":"#N/A"}},1]
[null,null,{"$f":"VLOOKUP('1. Eff Raw Data'!S243,'CAS#check'!A$2:A$190,1,FALSE)","v":{"$error":"#N/A"}},1]
[null,null,{"$f":"VLOOKUP('1. Eff Raw Data'!S244,'CAS#check'!A$2:A$190,1,FALSE)","v":{"$error":"#N/A"}},1]
[null,null,{"$f":"VLOOKUP('1. Eff Raw Data'!S245,'CAS#check'!A$2:A$190,1,FALSE)","v":{"$error":"#N/A"}},1]
[null,null,{"$f":"VLOOKUP('1. Eff Raw Data'!S246,'CAS#check'!A$2:A$190,1,FALSE)","v":{"$error":"#N/A"}},1]
[null,null,{"$f":"VLOOKUP('1. Eff Raw Data'!S247,'CAS#check'!A$2:A$190,1,FALSE)","v":{"$error":"#N/A"}},1]
[null,null,{"$f":"VLOOKUP('1. Eff Raw Data'!S248,'CAS#check'!A$2:A$190,1,FALSE)","v":{"$error":"#N/A"}},1]
[null,null,{"$f":"VLOOKUP('1. Eff Raw Data'!S249,'CAS#check'!A$2:A$190,1,FALSE)","v":{"$error":"#N/A"}},1]
[null,null,{"$f":"VLOOKUP('1. Eff Raw Data'!S250,'CAS#check'!A$2:A$190,1,FALSE)","v":{"$error":"#N/A"}},1]
[null,null,{"$f":"VLOOKUP('1. Eff Raw Data'!S251,'CAS#check'!A$2:A$190,1,FALSE)","v":{"$error":"#N/A"}},1]
[null,null,{"$f":"VLOOKUP('1. Eff Raw Data'!S252,'CAS#check'!A$2:A$190,1,FALSE)","v":{"$error":"#N/A"}},1]
[null,null,{"$f":"VLOOKUP('1. Eff Raw Data'!S253,'CAS#check'!A$2:A$190,1,FALSE)","v":{"$error":"#N/A"}},1]
[null,null,{"$f":"VLOOKUP('1. Eff Raw Data'!S254,'CAS#check'!A$2:A$190,1,FALSE)","v":{"$error":"#N/A"}},1]
[null,null,{"$f":"VLOOKUP('1. Eff Raw Data'!S255,'CAS#check'!A$2:A$190,1,FALSE)","v":{"$error":"#N/A"}},1]
[null,null,{"$f":"VLOOKUP('1. Eff Raw Data'!S256,'CAS#check'!A$2:A$190,1,FALSE)","v":{"$error":"#N/A"}},1]
[null,null,{"$f":"VLOOKUP('1. Eff Raw Data'!S257,'CAS#check'!A$2:A$190,1,FALSE)","v":{"$error":"#N/A"}},1]
[null,null,{"$f":"VLOOKUP('1. Eff Raw Data'!S258,'CAS#check'!A$2:A$190,1,FALSE)","v":{"$error":"#N/A"}},1]
[null,null,{"$f":"VLOOKUP('1. Eff Raw Data'!S259,'CAS#check'!A$2:A$190,1,FALSE)","v":{"$error":"#N/A"}},1]
[null,null,{"$f":"VLOOKUP('1. Eff Raw Data'!S260,'CAS#check'!A$2:A$190,1,FALSE)","v":{"$error":"#N/A"}},1]
[null,null,{"$f":"VLOOKUP('1. Eff Raw Data'!S261,'CAS#check'!A$2:A$190,1,FALSE)","v":{"$error":"#N/A"}},{"$f":"IFERROR(_xlfn.IFNA(0*C261,1),0)","v":1}]
[null,null,{"$f":"VLOOKUP('1. Eff Raw Data'!S262,'CAS#check'!A$2:A$190,1,FALSE)","v":{"$error":"#N/A"}},1]
[null,null,{"$f":"VLOOKUP('1. Eff Raw Data'!S263,'CAS#check'!A$2:A$190,1,FALSE)","v":{"$error":"#N/A"}},1]
[null,null,{"$f":"VLOOKUP('1. Eff Raw Data'!S264,'CAS#check'!A$2:A$190,1,FALSE)","v":{"$error":"#N/A"}},1]
[null,null,{"$f":"VLOOKUP('1. Eff Raw Data'!S265,'CAS#check'!A$2:A$190,1,FALSE)","v":{"$error":"#N/A"}},1]
[null,null,{"$f":"VLOOKUP('1. Eff Raw Data'!S266,'CAS#check'!A$2:A$190,1,FALSE)","v":{"$error":"#N/A"}},1]
[null,null,{"$f":"VLOOKUP('1. Eff Raw Data'!S267,'CAS#check'!A$2:A$190,1,FALSE)","v":{"$error":"#N/A"}},1]
[null,null,{"$f":"VLOOKUP('1. Eff Raw Data'!S268,'CAS#check'!A$2:A$190,1,FALSE)","v":{"$error":"#N/A"}},1]
[null,null,{"$f":"VLOOKUP('1. Eff Raw Data'!S269,'CAS#check'!A$2:A$190,1,FALSE)","v":{"$error":"#N/A"}},1]
[null,null,{"$f":"VLOOKUP('1. Eff Raw Data'!S270,'CAS#check'!A$2:A$190,1,FALSE)","v":{"$error":"#N/A"}},1]
[null,null,{"$f":"VLOOKUP('1. Eff Raw Data'!S271,'CAS#check'!A$2:A$190,1,FALSE)","v":{"$error":"#N/A"}},1]
[null,null,{"$f":"VLOOKUP('1. Eff Raw Data'!S272,'CAS#check'!A$2:A$190,1,FALSE)","v":{"$error":"#N/A"}},1]
[null,null,{"$f":"VLOOKUP('1. Eff Raw Data'!S273,'CAS#check'!A$2:A$190,1,FALSE)","v":{"$error":"#N/A"}},1]
[null,null,{"$f":"VLOOKUP('1. Eff Raw Data'!S274,'CAS#check'!A$2:A$190,1,FALSE)","v":{"$error":"#N/A"}},1]
[null,null,{"$f":"VLOOKUP('1. Eff Raw Data'!S275,'CAS#check'!A$2:A$190,1,FALSE)","v":{"$error":"#N/A"}},1]
[null,null,{"$f":"VLOOKUP('1. Eff Raw Data'!S276,'CAS#check'!A$2:A$190,1,FALSE)","v":{"$error":"#N/A"}},1]
[null,null,{"$f":"VLOOKUP('1. Eff Raw Data'!S277,'CAS#check'!A$2:A$190,1,FALSE)","v":{"$error":"#N/A"}},1]
[null,null,{"$f":"VLOOKUP('1. Eff Raw Data'!S278,'CAS#check'!A$2:A$190,1,FALSE)","v":{"$error":"#N/A"}},1]
[null,null,{"$f":"VLOOKUP('1. Eff Raw Data'!S279,'CAS#check'!A$2:A$190,1,FALSE)","v":{"$error":"#N/A"}},1]
[null,null,{"$f":"VLOOKUP('1. Eff Raw Data'!S280,'CAS#check'!A$2:A$190,1,FALSE)","v":{"$error":"#N/A"}},1]
[null,null,{"$f":"VLOOKUP('1. Eff Raw Data'!S281,'CAS#check'!A$2:A$190,1,FALSE)","v":{"$error":"#N/A"}},1]
[null,null,{"$f":"VLOOKUP('1. Eff Raw Data'!S282,'CAS#check'!A$2:A$190,1,FALSE)","v":{"$error":"#N/A"}},1]
[null,null,{"$f":"VLOOKUP('1. Eff Raw Data'!S283,'CAS#check'!A$2:A$190,1,FALSE)","v":{"$error":"#N/A"}},1]
[null,null,{"$f":"VLOOKUP('1. Eff Raw Data'!S284,'CAS#check'!A$2:A$190,1,FALSE)","v":{"$error":"#N/A"}},1]
[null,null,{"$f":"VLOOKUP('1. Eff Raw Data'!S285,'CAS#check'!A$2:A$190,1,FALSE)","v":{"$error":"#N/A"}},1]
[null,null,{"$f":"VLOOKUP('1. Eff Raw Data'!S286,'CAS#check'!A$2:A$190,1,FALSE)","v":{"$error":"#N/A"}},1]
[null,null,{"$f":"VLOOKUP('1. Eff Raw Data'!S287,'CAS#check'!A$2:A$190,1,FALSE)","v":{"$error":"#N/A"}},1]
[null,null,{"$f":"VLOOKUP('1. Eff Raw Data'!S288,'CAS#check'!A$2:A$190,1,FALSE)","v":{"$error":"#N/A"}},1]
[null,null,{"$f":"VLOOKUP('1. Eff Raw Data'!S289,'CAS#check'!A$2:A$190,1,FALSE)","v":{"$error":"#N/A"}},1]
[null,null,{"$f":"VLOOKUP('1. Eff Raw Data'!S290,'CAS#check'!A$2:A$190,1,FALSE)","v":{"$error":"#N/A"}},1]
[null,null,{"$f":"VLOOKUP('1. Eff Raw Data'!S291,'CAS#check'!A$2:A$190,1,FALSE)","v":{"$error":"#N/A"}},1]
[null,null,{"$f":"VLOOKUP('1. Eff Raw Data'!S292,'CAS#check'!A$2:A$190,1,FALSE)","v":{"$error":"#N/A"}},1]
[null,null,{"$f":"VLOOKUP('1. Eff Raw Data'!S293,'CAS#check'!A$2:A$190,1,FALSE)","v":{"$error":"#N/A"}},1]
[null,null,{"$f":"VLOOKUP('1. Eff Raw Data'!S294,'CAS#check'!A$2:A$190,1,FALSE)","v":{"$error":"#N/A"}},1]
[null,null,{"$f":"VLOOKUP('1. Eff Raw Data'!S295,'CAS#check'!A$2:A$190,1,FALSE)","v":{"$error":"#N/A"}},1]
[null,null,{"$f":"VLOOKUP('1. Eff Raw Data'!S296,'CAS#check'!A$2:A$190,1,FALSE)","v":{"$error":"#N/A"}},1]
[null,null,{"$f":"VLOOKUP('1. Eff Raw Data'!S297,'CAS#check'!A$2:A$190,1,FALSE)","v":{"$error":"#N/A"}},1]
[null,null,{"$f":"VLOOKUP('1. Eff Raw Data'!S298,'CAS#check'!A$2:A$190,1,FALSE)","v":{"$error":"#N/A"}},1]
[null,null,{"$f":"VLOOKUP('1. Eff Raw Data'!S299,'CAS#check'!A$2:A$190,1,FALSE)","v":{"$error":"#N/A"}},1]
[null,null,{"$f":"VLOOKUP('1. Eff Raw Data'!S300,'CAS#check'!A$2:A$190,1,FALSE)","v":{"$error":"#N/A"}},1]
[null,null,{"$f":"VLOOKUP('1. Eff Raw Data'!S301,'CAS#check'!A$2:A$190,1,FALSE)","v":{"$error":"#N/A"}},1]
[null,null,{"$f":"VLOOKUP('1. Eff Raw Data'!S302,'CAS#check'!A$2:A$190,1,FALSE)","v":{"$error":"#N/A"}},1]
[null,null,{"$f":"VLOOKUP('1. Eff Raw Data'!S303,'CAS#check'!A$2:A$190,1,FALSE)","v":{"$error":"#N/A"}},1]
[null,null,{"$f":"VLOOKUP('1. Eff Raw Data'!S304,'CAS#check'!A$2:A$190,1,FALSE)","v":{"$error":"#N/A"}},1]
[null,null,{"$f":"VLOOKUP('1. Eff Raw Data'!S305,'CAS#check'!A$2:A$190,1,FALSE)","v":{"$error":"#N/A"}},1]
[null,null,{"$f":"VLOOKUP('1. Eff Raw Data'!S306,'CAS#check'!A$2:A$190,1,FALSE)","v":{"$error":"#N/A"}},1]
[null,null,{"$f":"VLOOKUP('1. Eff Raw Data'!S307,'CAS#check'!A$2:A$190,1,FALSE)","v":{"$error":"#N/A"}},1]
[null,null,{"$f":"VLOOKUP('1. Eff Raw Data'!S308,'CAS#check'!A$2:A$190,1,FALSE)","v":{"$error":"#N/A"}},1]
[null,null,{"$f":"VLOOKUP('1. Eff Raw Data'!S309,'CAS#check'!A$2:A$190,1,FALSE)","v":{"$error":"#N/A"}},1]
[null,null,{"$f":"VLOOKUP('1. Eff Raw Data'!S310,'CAS#check'!A$2:A$190,1,FALSE)","v":{"$error":"#N/A"}},1]
[null,null,{"$f":"VLOOKUP('1. Eff Raw Data'!S311,'CAS#check'!A$2:A$190,1,FALSE)","v":{"$error":"#N/A"}},1]
[null,null,{"$f":"VLOOKUP('1. Eff Raw Data'!S312,'CAS#check'!A$2:A$190,1,FALSE)","v":{"$error":"#N/A"}},1]
[null,null,{"$f":"VLOOKUP('1. Eff Raw Data'!S313,'CAS#check'!A$2:A$190,1,FALSE)","v":{"$error":"#N/A"}},1]
[null,null,{"$f":"VLOOKUP('1. Eff Raw Data'!S314,'CAS#check'!A$2:A$190,1,FALSE)","v":{"$error":"#N/A"}},1]
[null,null,{"$f":"VLOOKUP('1. Eff Raw Data'!S315,'CAS#check'!A$2:A$190,1,FALSE)","v":{"$error":"#N/A"}},1]
[null,null,{"$f":"VLOOKUP('1. Eff Raw Data'!S316,'CAS#check'!A$2:A$190,1,FALSE)","v":{"$error":"#N/A"}},1]
[null,null,{"$f":"VLOOKUP('1. Eff Raw Data'!S317,'CAS#check'!A$2:A$190,1,FALSE)","v":{"$error":"#N/A"}},1]
[null,null,{"$f":"VLOOKUP('1. Eff Raw Data'!S318,'CAS#check'!A$2:A$190,1,FALSE)","v":{"$error":"#N/A"}},1]
[null,null,{"$f":"VLOOKUP('1. Eff Raw Data'!S319,'CAS#check'!A$2:A$190,1,FALSE)","v":{"$error":"#N/A"}},1]
[null,null,{"$f":"VLOOKUP('1. Eff Raw Data'!S320,'CAS#check'!A$2:A$190,1,FALSE)","v":{"$error":"#N/A"}},1]
[null,null,{"$f":"VLOOKUP('1. Eff Raw Data'!S321,'CAS#check'!A$2:A$190,1,FALSE)","v":{"$error":"#N/A"}},1]
[null,null,{"$f":"VLOOKUP('1. Eff Raw Data'!S322,'CAS#check'!A$2:A$190,1,FALSE)","v":{"$error":"#N/A"}},1]
[null,null,{"$f":"VLOOKUP('1. Eff Raw Data'!S323,'CAS#check'!A$2:A$190,1,FALSE)","v":{"$error":"#N/A"}},1]
[null,null,{"$f":"VLOOKUP('1. Eff Raw Data'!S324,'CAS#check'!A$2:A$190,1,FALSE)","v":{"$error":"#N/A"}},1]
[null,null,{"$f":"VLOOKUP('1. Eff Raw Data'!S325,'CAS#check'!A$2:A$190,1,FALSE)","v":{"$error":"#N/A"}},{"$f":"IFERROR(_xlfn.IFNA(0*C325,1),0)","v":1}]
[null,null,{"$f":"VLOOKUP('1. Eff Raw Data'!S326,'CAS#check'!A$2:A$190,1,FALSE)","v":{"$error":"#N/A"}},1]
[null,null,{"$f":"VLOOKUP('1. Eff Raw Data'!S327,'CAS#check'!A$2:A$190,1,FALSE)","v":{"$error":"#N/A"}},1]
[null,null,{"$f":"VLOOKUP('1. Eff Raw Data'!S328,'CAS#check'!A$2:A$190,1,FALSE)","v":{"$error":"#N/A"}},1]
[null,null,{"$f":"VLOOKUP('1. Eff Raw Data'!S329,'CAS#check'!A$2:A$190,1,FALSE)","v":{"$error":"#N/A"}},1]
[null,null,{"$f":"VLOOKUP('1. Eff Raw Data'!S330,'CAS#check'!A$2:A$190,1,FALSE)","v":{"$error":"#N/A"}},1]
[null,null,{"$f":"VLOOKUP('1. Eff Raw Data'!S331,'CAS#check'!A$2:A$190,1,FALSE)","v":{"$error":"#N/A"}},1]
[null,null,{"$f":"VLOOKUP('1. Eff Raw Data'!S332,'CAS#check'!A$2:A$190,1,FALSE)","v":{"$error":"#N/A"}},1]
[null,null,{"$f":"VLOOKUP('1. Eff Raw Data'!S333,'CAS#check'!A$2:A$190,1,FALSE)","v":{"$error":"#N/A"}},1]
[null,null,{"$f":"VLOOKUP('1. Eff Raw Data'!S334,'CAS#check'!A$2:A$190,1,FALSE)","v":{"$error":"#N/A"}},1]
[null,null,{"$f":"VLOOKUP('1. Eff Raw Data'!S335,'CAS#check'!A$2:A$190,1,FALSE)","v":{"$error":"#N/A"}},1]
[null,null,{"$f":"VLOOKUP('1. Eff Raw Data'!S336,'CAS#check'!A$2:A$190,1,FALSE)","v":{"$error":"#N/A"}},1]
[null,null,{"$f":"VLOOKUP('1. Eff Raw Data'!S337,'CAS#check'!A$2:A$190,1,FALSE)","v":{"$error":"#N/A"}},1]
[null,null,{"$f":"VLOOKUP('1. Eff Raw Data'!S338,'CAS#check'!A$2:A$190,1,FALSE)","v":{"$error":"#N/A"}},1]
[null,null,{"$f":"VLOOKUP('1. Eff Raw Data'!S339,'CAS#check'!A$2:A$190,1,FALSE)","v":{"$error":"#N/A"}},1]
[null,null,{"$f":"VLOOKUP('1. Eff Raw Data'!S340,'CAS#check'!A$2:A$190,1,FALSE)","v":{"$error":"#N/A"}},1]
[null,null,{"$f":"VLOOKUP('1. Eff Raw Data'!S341,'CAS#check'!A$2:A$190,1,FALSE)","v":{"$error":"#N/A"}},1]
[null,null,{"$f":"VLOOKUP('1. Eff Raw Data'!S342,'CAS#check'!A$2:A$190,1,FALSE)","v":{"$error":"#N/A"}},1]
[null,null,{"$f":"VLOOKUP('1. Eff Raw Data'!S343,'CAS#check'!A$2:A$190,1,FALSE)","v":{"$error":"#N/A"}},1]
[null,null,{"$f":"VLOOKUP('1. Eff Raw Data'!S344,'CAS#check'!A$2:A$190,1,FALSE)","v":{"$error":"#N/A"}},1]
[null,null,{"$f":"VLOOKUP('1. Eff Raw Data'!S345,'CAS#check'!A$2:A$190,1,FALSE)","v":{"$error":"#N/A"}},1]
[null,null,{"$f":"VLOOKUP('1. Eff Raw Data'!S346,'CAS#check'!A$2:A$190,1,FALSE)","v":{"$error":"#N/A"}},1]
[null,null,{"$f":"VLOOKUP('1. Eff Raw Data'!S347,'CAS#check'!A$2:A$190,1,FALSE)","v":{"$error":"#N/A"}},1]
[null,null,{"$f":"VLOOKUP('1. Eff Raw Data'!S348,'CAS#check'!A$2:A$190,1,FALSE)","v":{"$error":"#N/A"}},1]
[null,null,{"$f":"VLOOKUP('1. Eff Raw Data'!S349,'CAS#check'!A$2:A$190,1,FALSE)","v":{"$error":"#N/A"}},1]
[null,null,{"$f":"VLOOKUP('1. Eff Raw Data'!S350,'CAS#check'!A$2:A$190,1,FALSE)","v":{"$error":"#N/A"}},1]
[null,null,{"$f":"VLOOKUP('1. Eff Raw Data'!S351,'CAS#check'!A$2:A$190,1,FALSE)","v":{"$error":"#N/A"}},1]
[null,null,{"$f":"VLOOKUP('1. Eff Raw Data'!S352,'CAS#check'!A$2:A$190,1,FALSE)","v":{"$error":"#N/A"}},1]
[null,null,{"$f":"VLOOKUP('1. Eff Raw Data'!S353,'CAS#check'!A$2:A$190,1,FALSE)","v":{"$error":"#N/A"}},1]
[null,null,{"$f":"VLOOKUP('1. Eff Raw Data'!S354,'CAS#check'!A$2:A$190,1,FALSE)","v":{"$error":"#N/A"}},1]
[null,null,{"$f":"VLOOKUP('1. Eff Raw Data'!S355,'CAS#check'!A$2:A$190,1,FALSE)","v":{"$error":"#N/A"}},1]
[null,null,{"$f":"VLOOKUP('1. Eff Raw Data'!S356,'CAS#check'!A$2:A$190,1,FALSE)","v":{"$error":"#N/A"}},1]
[null,null,{"$f":"VLOOKUP('1. Eff Raw Data'!S357,'CAS#check'!A$2:A$190,1,FALSE)","v":{"$error":"#N/A"}},1]
[null,null,{"$f":"VLOOKUP('1. Eff Raw Data'!S358,'CAS#check'!A$2:A$190,1,FALSE)","v":{"$error":"#N/A"}},1]
[null,null,{"$f":"VLOOKUP('1. Eff Raw Data'!S359,'CAS#check'!A$2:A$190,1,FALSE)","v":{"$error":"#N/A"}},1]
[null,null,{"$f":"VLOOKUP('1. Eff Raw Data'!S360,'CAS#check'!A$2:A$190,1,FALSE)","v":{"$error":"#N/A"}},1]
[null,null,{"$f":"VLOOKUP('1. Eff Raw Data'!S361,'CAS#check'!A$2:A$190,1,FALSE)","v":{"$error":"#N/A"}},1]
[null,null,{"$f":"VLOOKUP('1. Eff Raw Data'!S362,'CAS#check'!A$2:A$190,1,FALSE)","v":{"$error":"#N/A"}},1]
[null,null,{"$f":"VLOOKUP('1. Eff Raw Data'!S363,'CAS#check'!A$2:A$190,1,FALSE)","v":{"$error":"#N/A"}},1]
[null,null,{"$f":"VLOOKUP('1. Eff Raw Data'!S364,'CAS#check'!A$2:A$190,1,FALSE)","v":{"$error":"#N/A"}},1]
[null,null,{"$f":"VLOOKUP('1. Eff Raw Data'!S365,'CAS#check'!A$2:A$190,1,FALSE)","v":{"$error":"#N/A"}},1]
[null,null,{"$f":"VLOOKUP('1. Eff Raw Data'!S366,'CAS#check'!A$2:A$190,1,FALSE)","v":{"$error":"#N/A"}},1]
[null,null,{"$f":"VLOOKUP('1. Eff Raw Data'!S367,'CAS#check'!A$2:A$190,1,FALSE)","v":{"$error":"#N/A"}},1]
[null,null,{"$f":"VLOOKUP('1. Eff Raw Data'!S368,'CAS#check'!A$2:A$190,1,FALSE)","v":{"$error":"#N/A"}},1]
[null,null,{"$f":"VLOOKUP('1. Eff Raw Data'!S369,'CAS#check'!A$2:A$190,1,FALSE)","v":{"$error":"#N/A"}},1]
[null,null,{"$f":"VLOOKUP('1. Eff Raw Data'!S370,'CAS#check'!A$2:A$190,1,FALSE)","v":{"$error":"#N/A"}},1]
[null,null,{"$f":"VLOOKUP('1. Eff Raw Data'!S371,'CAS#check'!A$2:A$190,1,FALSE)","v":{"$error":"#N/A"}},1]
[null,null,{"$f":"VLOOKUP('1. Eff Raw Data'!S372,'CAS#check'!A$2:A$190,1,FALSE)","v":{"$error":"#N/A"}},1]
[null,null,{"$f":"VLOOKUP('1. Eff Raw Data'!S373,'CAS#check'!A$2:A$190,1,FALSE)","v":{"$error":"#N/A"}},1]
[null,null,{"$f":"VLOOKUP('1. Eff Raw Data'!S374,'CAS#check'!A$2:A$190,1,FALSE)","v":{"$error":"#N/A"}},1]
[null,null,{"$f":"VLOOKUP('1. Eff Raw Data'!S375,'CAS#check'!A$2:A$190,1,FALSE)","v":{"$error":"#N/A"}},1]
[null,null,{"$f":"VLOOKUP('1. Eff Raw Data'!S376,'CAS#check'!A$2:A$190,1,FALSE)","v":{"$error":"#N/A"}},1]
[null,null,{"$f":"VLOOKUP('1. Eff Raw Data'!S377,'CAS#check'!A$2:A$190,1,FALSE)","v":{"$error":"#N/A"}},1]
[null,null,{"$f":"VLOOKUP('1. Eff Raw Data'!S378,'CAS#check'!A$2:A$190,1,FALSE)","v":{"$error":"#N/A"}},1]
[null,null,{"$f":"VLOOKUP('1. Eff Raw Data'!S379,'CAS#check'!A$2:A$190,1,FALSE)","v":{"$error":"#N/A"}},1]
[null,null,{"$f":"VLOOKUP('1. Eff Raw Data'!S380,'CAS#check'!A$2:A$190,1,FALSE)","v":{"$error":"#N/A"}},1]
[null,null,{"$f":"VLOOKUP('1. Eff Raw Data'!S381,'CAS#check'!A$2:A$190,1,FALSE)","v":{"$error":"#N/A"}},1]
[null,null,{"$f":"VLOOKUP('1. Eff Raw Data'!S382,'CAS#check'!A$2:A$190,1,FALSE)","v":{"$error":"#N/A"}},1]
[null,null,{"$f":"VLOOKUP('1. Eff Raw Data'!S383,'CAS#check'!A$2:A$190,1,FALSE)","v":{"$error":"#N/A"}},1]
[null,null,{"$f":"VLOOKUP('1. Eff Raw Data'!S384,'CAS#check'!A$2:A$190,1,FALSE)","v":{"$error":"#N/A"}},1]
[null,null,{"$f":"VLOOKUP('1. Eff Raw Data'!S385,'CAS#check'!A$2:A$190,1,FALSE)","v":{"$error":"#N/A"}},1]
[null,null,{"$f":"VLOOKUP('1. Eff Raw Data'!S386,'CAS#check'!A$2:A$190,1,FALSE)","v":{"$error":"#N/A"}},1]
[null,null,{"$f":"VLOOKUP('1. Eff Raw Data'!S387,'CAS#check'!A$2:A$190,1,FALSE)","v":{"$error":"#N/A"}},1]
[null,null,{"$f":"VLOOKUP('1. Eff Raw Data'!S388,'CAS#check'!A$2:A$190,1,FALSE)","v":{"$error":"#N/A"}},1]
[null,null,{"$f":"VLOOKUP('1. Eff Raw Data'!S389,'CAS#check'!A$2:A$190,1,FALSE)","v":{"$error":"#N/A"}},{"$f":"IFERROR(_xlfn.IFNA(0*C389,1),0)","v":1}]
[null,null,{"$f":"VLOOKUP('1. Eff Raw Data'!S390,'CAS#check'!A$2:A$190,1,FALSE)","v":{"$error":"#N/A"}},1]
[null,null,{"$f":"VLOOKUP('1. Eff Raw Data'!S391,'CAS#check'!A$2:A$190,1,FALSE)","v":{"$error":"#N/A"}},1]
[null,null,{"$f":"VLOOKUP('1. Eff Raw Data'!S392,'CAS#check'!A$2:A$190,1,FALSE)","v":{"$error":"#N/A"}},1]
[null,null,{"$f":"VLOOKUP('1. Eff Raw Data'!S393,'CAS#check'!A$2:A$190,1,FALSE)","v":{"$error":"#N/A"}},1]
[null,null,{"$f":"VLOOKUP('1. Eff Raw Data'!S394,'CAS#check'!A$2:A$190,1,FALSE)","v":{"$error":"#N/A"}},1]
[null,null,{"$f":"VLOOKUP('1. Eff Raw Data'!S395,'CAS#check'!A$2:A$190,1,FALSE)","v":{"$error":"#N/A"}},1]
[null,null,{"$f":"VLOOKUP('1. Eff Raw Data'!S396,'CAS#check'!A$2:A$190,1,FALSE)","v":{"$error":"#N/A"}},1]
[null,null,{"$f":"VLOOKUP('1. Eff Raw Data'!S397,'CAS#check'!A$2:A$190,1,FALSE)","v":{"$error":"#N/A"}},1]
[null,null,{"$f":"VLOOKUP('1. Eff Raw Data'!S398,'CAS#check'!A$2:A$190,1,FALSE)","v":{"$error":"#N/A"}},1]
[null,null,{"$f":"VLOOKUP('1. Eff Raw Data'!S399,'CAS#check'!A$2:A$190,1,FALSE)","v":{"$error":"#N/A"}},1]
[null,null,{"$f":"VLOOKUP('1. Eff Raw Data'!S400,'CAS#check'!A$2:A$190,1,FALSE)","v":{"$error":"#N/A"}},1]
[null,null,{"$f":"VLOOKUP('1. Eff Raw Data'!S401,'CAS#check'!A$2:A$190,1,FALSE)","v":{"$error":"#N/A"}},1]
[null,null,{"$f":"VLOOKUP('1. Eff Raw Data'!S402,'CAS#check'!A$2:A$190,1,FALSE)","v":{"$error":"#N/A"}},1]
[null,null,{"$f":"VLOOKUP('1. Eff Raw Data'!S403,'CAS#check'!A$2:A$190,1,FALSE)","v":{"$error":"#N/A"}},1]
[null,null,{"$f":"VLOOKUP('1. Eff Raw Data'!S404,'CAS#check'!A$2:A$190,1,FALSE)","v":{"$error":"#N/A"}},1]
[null,null,{"$f":"VLOOKUP('1. Eff Raw Data'!S405,'CAS#check'!A$2:A$190,1,FALSE)","v":{"$error":"#N/A"}},1]
[null,null,{"$f":"VLOOKUP('1. Eff Raw Data'!S406,'CAS#check'!A$2:A$190,1,FALSE)","v":{"$error":"#N/A"}},1]
[null,null,{"$f":"VLOOKUP('1. Eff Raw Data'!S407,'CAS#check'!A$2:A$190,1,FALSE)","v":{"$error":"#N/A"}},1]
[null,null,{"$f":"VLOOKUP('1. Eff Raw Data'!S408,'CAS#check'!A$2:A$190,1,FALSE)","v":{"$error":"#N/A"}},1]
[null,null,{"$f":"VLOOKUP('1. Eff Raw Data'!S409,'CAS#check'!A$2:A$190,1,FALSE)","v":{"$error":"#N/A"}},1]
[null,null,{"$f":"VLOOKUP('1. Eff Raw Data'!S410,'CAS#check'!A$2:A$190,1,FALSE)","v":{"$error":"#N/A"}},1]
[null,null,{"$f":"VLOOKUP('1. Eff Raw Data'!S411,'CAS#check'!A$2:A$190,1,FALSE)","v":{"$error":"#N/A"}},1]
[null,null,{"$f":"VLOOKUP('1. Eff Raw Data'!S412,'CAS#check'!A$2:A$190,1,FALSE)","v":{"$error":"#N/A"}},1]
[null,null,{"$f":"VLOOKUP('1. Eff Raw Data'!S413,'CAS#check'!A$2:A$190,1,FALSE)","v":{"$error":"#N/A"}},1]
[null,null,{"$f":"VLOOKUP('1. Eff Raw Data'!S414,'CAS#check'!A$2:A$190,1,FALSE)","v":{"$error":"#N/A"}},1]
[null,null,{"$f":"VLOOKUP('1. Eff Raw Data'!S415,'CAS#check'!A$2:A$190,1,FALSE)","v":{"$error":"#N/A"}},1]
[null,null,{"$f":"VLOOKUP('1. Eff Raw Data'!S416,'CAS#check'!A$2:A$190,1,FALSE)","v":{"$error":"#N/A"}},1]
[null,null,{"$f":"VLOOKUP('1. Eff Raw Data'!S417,'CAS#check'!A$2:A$190,1,FALSE)","v":{"$error":"#N/A"}},1]
[null,null,{"$f":"VLOOKUP('1. Eff Raw Data'!S418,'CAS#check'!A$2:A$190,1,FALSE)","v":{"$error":"#N/A"}},1]
[null,null,{"$f":"VLOOKUP('1. Eff Raw Data'!S419,'CAS#check'!A$2:A$190,1,FALSE)","v":{"$error":"#N/A"}},1]
[null,null,{"$f":"VLOOKUP('1. Eff Raw Data'!S420,'CAS#check'!A$2:A$190,1,FALSE)","v":{"$error":"#N/A"}},1]
[null,null,{"$f":"VLOOKUP('1. Eff Raw Data'!S421,'CAS#check'!A$2:A$190,1,FALSE)","v":{"$error":"#N/A"}},1]
[null,null,{"$f":"VLOOKUP('1. Eff Raw Data'!S422,'CAS#check'!A$2:A$190,1,FALSE)","v":{"$error":"#N/A"}},1]
[null,null,{"$f":"VLOOKUP('1. Eff Raw Data'!S423,'CAS#check'!A$2:A$190,1,FALSE)","v":{"$error":"#N/A"}},1]
[null,null,{"$f":"VLOOKUP('1. Eff Raw Data'!S424,'CAS#check'!A$2:A$190,1,FALSE)","v":{"$error":"#N/A"}},1]
[null,null,{"$f":"VLOOKUP('1. Eff Raw Data'!S425,'CAS#check'!A$2:A$190,1,FALSE)","v":{"$error":"#N/A"}},1]
[null,null,{"$f":"VLOOKUP('1. Eff Raw Data'!S426,'CAS#check'!A$2:A$190,1,FALSE)","v":{"$error":"#N/A"}},1]
[null,null,{"$f":"VLOOKUP('1. Eff Raw Data'!S427,'CAS#check'!A$2:A$190,1,FALSE)","v":{"$error":"#N/A"}},1]
[null,null,{"$f":"VLOOKUP('1. Eff Raw Data'!S428,'CAS#check'!A$2:A$190,1,FALSE)","v":{"$error":"#N/A"}},1]
[null,null,{"$f":"VLOOKUP('1. Eff Raw Data'!S429,'CAS#check'!A$2:A$190,1,FALSE)","v":{"$error":"#N/A"}},1]
[null,null,{"$f":"VLOOKUP('1. Eff Raw Data'!S430,'CAS#check'!A$2:A$190,1,FALSE)","v":{"$error":"#N/A"}},1]
[null,null,{"$f":"VLOOKUP('1. Eff Raw Data'!S431,'CAS#check'!A$2:A$190,1,FALSE)","v":{"$error":"#N/A"}},1]
[null,null,{"$f":"VLOOKUP('1. Eff Raw Data'!S432,'CAS#check'!A$2:A$190,1,FALSE)","v":{"$error":"#N/A"}},1]
[null,null,{"$f":"VLOOKUP('1. Eff Raw Data'!S433,'CAS#check'!A$2:A$190,1,FALSE)","v":{"$error":"#N/A"}},1]
[null,null,{"$f":"VLOOKUP('1. Eff Raw Data'!S434,'CAS#check'!A$2:A$190,1,FALSE)","v":{"$error":"#N/A"}},1]
[null,null,{"$f":"VLOOKUP('1. Eff Raw Data'!S435,'CAS#check'!A$2:A$190,1,FALSE)","v":{"$error":"#N/A"}},1]
[null,null,{"$f":"VLOOKUP('1. Eff Raw Data'!S436,'CAS#check'!A$2:A$190,1,FALSE)","v":{"$error":"#N/A"}},1]
[null,null,{"$f":"VLOOKUP('1. Eff Raw Data'!S437,'CAS#check'!A$2:A$190,1,FALSE)","v":{"$error":"#N/A"}},1]
[null,null,{"$f":"VLOOKUP('1. Eff Raw Data'!S438,'CAS#check'!A$2:A$190,1,FALSE)","v":{"$error":"#N/A"}},1]
[null,null,{"$f":"VLOOKUP('1. Eff Raw Data'!S439,'CAS#check'!A$2:A$190,1,FALSE)","v":{"$error":"#N/A"}},1]
[null,null,{"$f":"VLOOKUP('1. Eff Raw Data'!S440,'CAS#check'!A$2:A$190,1,FALSE)","v":{"$error":"#N/A"}},1]
[null,null,{"$f":"VLOOKUP('1. Eff Raw Data'!S441,'CAS#check'!A$2:A$190,1,FALSE)","v":{"$error":"#N/A"}},1]
[null,null,{"$f":"VLOOKUP('1. Eff Raw Data'!S442,'CAS#check'!A$2:A$190,1,FALSE)","v":{"$error":"#N/A"}},1]
[null,null,{"$f":"VLOOKUP('1. Eff Raw Data'!S443,'CAS#check'!A$2:A$190,1,FALSE)","v":{"$error":"#N/A"}},1]
[null,null,{"$f":"VLOOKUP('1. Eff Raw Data'!S444,'CAS#check'!A$2:A$190,1,FALSE)","v":{"$error":"#N/A"}},1]
[null,null,{"$f":"VLOOKUP('1. Eff Raw Data'!S445,'CAS#check'!A$2:A$190,1,FALSE)","v":{"$error":"#N/A"}},1]
[null,null,{"$f":"VLOOKUP('1. Eff Raw Data'!S446,'CAS#check'!A$2:A$190,1,FALSE)","v":{"$error":"#N/A"}},1]
[null,null,{"$f":"VLOOKUP('1. Eff Raw Data'!S447,'CAS#check'!A$2:A$190,1,FALSE)","v":{"$error":"#N/A"}},1]
[null,null,{"$f":"VLOOKUP('1. Eff Raw Data'!S448,'CAS#check'!A$2:A$190,1,FALSE)","v":{"$error":"#N/A"}},1]
[null,null,{"$f":"VLOOKUP('1. Eff Raw Data'!S449,'CAS#check'!A$2:A$190,1,FALSE)","v":{"$error":"#N/A"}},1]
[null,null,{"$f":"VLOOKUP('1. Eff Raw Data'!S450,'CAS#check'!A$2:A$190,1,FALSE)","v":{"$error":"#N/A"}},1]
[null,null,{"$f":"VLOOKUP('1. Eff Raw Data'!S451,'CAS#check'!A$2:A$190,1,FALSE)","v":{"$error":"#N/A"}},1]
[null,null,{"$f":"VLOOKUP('1. Eff Raw Data'!S452,'CAS#check'!A$2:A$190,1,FALSE)","v":{"$error":"#N/A"}},1]
[null,null,{"$f":"VLOOKUP('1. Eff Raw Data'!S453,'CAS#check'!A$2:A$190,1,FALSE)","v":{"$error":"#N/A"}},{"$f":"IFERROR(_xlfn.IFNA(0*C453,1),0)","v":1}]
[null,null,{"$f":"VLOOKUP('1. Eff Raw Data'!S454,'CAS#check'!A$2:A$190,1,FALSE)","v":{"$error":"#N/A"}},1]
[null,null,{"$f":"VLOOKUP('1. Eff Raw Data'!S455,'CAS#check'!A$2:A$190,1,FALSE)","v":{"$error":"#N/A"}},1]
[null,null,{"$f":"VLOOKUP('1. Eff Raw Data'!S456,'CAS#check'!A$2:A$190,1,FALSE)","v":{"$error":"#N/A"}},1]
[null,null,{"$f":"VLOOKUP('1. Eff Raw Data'!S457,'CAS#check'!A$2:A$190,1,FALSE)","v":{"$error":"#N/A"}},1]
[null,null,{"$f":"VLOOKUP('1. Eff Raw Data'!S458,'CAS#check'!A$2:A$190,1,FALSE)","v":{"$error":"#N/A"}},1]
[null,null,{"$f":"VLOOKUP('1. Eff Raw Data'!S459,'CAS#check'!A$2:A$190,1,FALSE)","v":{"$error":"#N/A"}},1]
[null,null,{"$f":"VLOOKUP('1. Eff Raw Data'!S460,'CAS#check'!A$2:A$190,1,FALSE)","v":{"$error":"#N/A"}},1]
[null,null,{"$f":"VLOOKUP('1. Eff Raw Data'!S461,'CAS#check'!A$2:A$190,1,FALSE)","v":{"$error":"#N/A"}},1]
[null,null,{"$f":"VLOOKUP('1. Eff Raw Data'!S462,'CAS#check'!A$2:A$190,1,FALSE)","v":{"$error":"#N/A"}},1]
[null,null,{"$f":"VLOOKUP('1. Eff Raw Data'!S463,'CAS#check'!A$2:A$190,1,FALSE)","v":{"$error":"#N/A"}},1]
[null,null,{"$f":"VLOOKUP('1. Eff Raw Data'!S464,'CAS#check'!A$2:A$190,1,FALSE)","v":{"$error":"#N/A"}},1]
[null,null,{"$f":"VLOOKUP('1. Eff Raw Data'!S465,'CAS#check'!A$2:A$190,1,FALSE)","v":{"$error":"#N/A"}},1]
[null,null,{"$f":"VLOOKUP('1. Eff Raw Data'!S466,'CAS#check'!A$2:A$190,1,FALSE)","v":{"$error":"#N/A"}},1]
[null,null,{"$f":"VLOOKUP('1. Eff Raw Data'!S467,'CAS#check'!A$2:A$190,1,FALSE)","v":{"$error":"#N/A"}},1]
[null,null,{"$f":"VLOOKUP('1. Eff Raw Data'!S468,'CAS#check'!A$2:A$190,1,FALSE)","v":{"$error":"#N/A"}},1]
[null,null,{"$f":"VLOOKUP('1. Eff Raw Data'!S469,'CAS#check'!A$2:A$190,1,FALSE)","v":{"$error":"#N/A"}},1]
[null,null,{"$f":"VLOOKUP('1. Eff Raw Data'!S470,'CAS#check'!A$2:A$190,1,FALSE)","v":{"$error":"#N/A"}},1]
[null,null,{"$f":"VLOOKUP('1. Eff Raw Data'!S471,'CAS#check'!A$2:A$190,1,FALSE)","v":{"$error":"#N/A"}},1]
[null,null,{"$f":"VLOOKUP('1. Eff Raw Data'!S472,'CAS#check'!A$2:A$190,1,FALSE)","v":{"$error":"#N/A"}},1]
[null,null,{"$f":"VLOOKUP('1. Eff Raw Data'!S473,'CAS#check'!A$2:A$190,1,FALSE)","v":{"$error":"#N/A"}},1]
[null,null,{"$f":"VLOOKUP('1. Eff Raw Data'!S474,'CAS#check'!A$2:A$190,1,FALSE)","v":{"$error":"#N/A"}},1]
[null,null,{"$f":"VLOOKUP('1. Eff Raw Data'!S475,'CAS#check'!A$2:A$190,1,FALSE)","v":{"$error":"#N/A"}},1]
[null,null,{"$f":"VLOOKUP('1. Eff Raw Data'!S476,'CAS#check'!A$2:A$190,1,FALSE)","v":{"$error":"#N/A"}},1]
[null,null,{"$f":"VLOOKUP('1. Eff Raw Data'!S477,'CAS#check'!A$2:A$190,1,FALSE)","v":{"$error":"#N/A"}},1]
[null,null,{"$f":"VLOOKUP('1. Eff Raw Data'!S478,'CAS#check'!A$2:A$190,1,FALSE)","v":{"$error":"#N/A"}},1]
[null,null,{"$f":"VLOOKUP('1. Eff Raw Data'!S479,'CAS#check'!A$2:A$190,1,FALSE)","v":{"$error":"#N/A"}},1]
[null,null,{"$f":"VLOOKUP('1. Eff Raw Data'!S480,'CAS#check'!A$2:A$190,1,FALSE)","v":{"$error":"#N/A"}},1]
[null,null,{"$f":"VLOOKUP('1. Eff Raw Data'!S481,'CAS#check'!A$2:A$190,1,FALSE)","v":{"$error":"#N/A"}},1]
[null,null,{"$f":"VLOOKUP('1. Eff Raw Data'!S482,'CAS#check'!A$2:A$190,1,FALSE)","v":{"$error":"#N/A"}},1]
[null,null,{"$f":"VLOOKUP('1. Eff Raw Data'!S483,'CAS#check'!A$2:A$190,1,FALSE)","v":{"$error":"#N/A"}},1]
[null,null,{"$f":"VLOOKUP('1. Eff Raw Data'!S484,'CAS#check'!A$2:A$190,1,FALSE)","v":{"$error":"#N/A"}},1]
[null,null,{"$f":"VLOOKUP('1. Eff Raw Data'!S485,'CAS#check'!A$2:A$190,1,FALSE)","v":{"$error":"#N/A"}},1]
[null,null,{"$f":"VLOOKUP('1. Eff Raw Data'!S486,'CAS#check'!A$2:A$190,1,FALSE)","v":{"$error":"#N/A"}},1]
[null,null,{"$f":"VLOOKUP('1. Eff Raw Data'!S487,'CAS#check'!A$2:A$190,1,FALSE)","v":{"$error":"#N/A"}},1]
[null,null,{"$f":"VLOOKUP('1. Eff Raw Data'!S488,'CAS#check'!A$2:A$190,1,FALSE)","v":{"$error":"#N/A"}},1]
[null,null,{"$f":"VLOOKUP('1. Eff Raw Data'!S489,'CAS#check'!A$2:A$190,1,FALSE)","v":{"$error":"#N/A"}},1]
[null,null,{"$f":"VLOOKUP('1. Eff Raw Data'!S490,'CAS#check'!A$2:A$190,1,FALSE)","v":{"$error":"#N/A"}},1]
[null,null,{"$f":"VLOOKUP('1. Eff Raw Data'!S491,'CAS#check'!A$2:A$190,1,FALSE)","v":{"$error":"#N/A"}},1]
[null,null,{"$f":"VLOOKUP('1. Eff Raw Data'!S492,'CAS#check'!A$2:A$190,1,FALSE)","v":{"$error":"#N/A"}},1]
[null,null,{"$f":"VLOOKUP('1. Eff Raw Data'!S493,'CAS#check'!A$2:A$190,1,FALSE)","v":{"$error":"#N/A"}},1]
[null,null,{"$f":"VLOOKUP('1. Eff Raw Data'!S494,'CAS#check'!A$2:A$190,1,FALSE)","v":{"$error":"#N/A"}},1]
[null,null,{"$f":"VLOOKUP('1. Eff Raw Data'!S495,'CAS#check'!A$2:A$190,1,FALSE)","v":{"$error":"#N/A"}},1]
[null,null,{"$f":"VLOOKUP('1. Eff Raw Data'!S496,'CAS#check'!A$2:A$190,1,FALSE)","v":{"$error":"#N/A"}},1]
[null,null,{"$f":"VLOOKUP('1. Eff Raw Data'!S497,'CAS#check'!A$2:A$190,1,FALSE)","v":{"$error":"#N/A"}},1]
[null,null,{"$f":"VLOOKUP('1. Eff Raw Data'!S498,'CAS#check'!A$2:A$190,1,FALSE)","v":{"$error":"#N/A"}},1]
[null,null,{"$f":"VLOOKUP('1. Eff Raw Data'!S499,'CAS#check'!A$2:A$190,1,FALSE)","v":{"$error":"#N/A"}},1]
[null,null,{"$f":"VLOOKUP('1. Eff Raw Data'!S500,'CAS#check'!A$2:A$190,1,FALSE)","v":{"$error":"#N/A"}},1]
[null,null,{"$f":"VLOOKUP('1. Eff Raw Data'!S501,'CAS#check'!A$2:A$190,1,FALSE)","v":{"$error":"#N/A"}},1]
[null,null,{"$f":"VLOOKUP('1. Eff Raw Data'!S502,'CAS#check'!A$2:A$190,1,FALSE)","v":{"$error":"#N/A"}},1]
[null,null,{"$f":"VLOOKUP('1. Eff Raw Data'!S503,'CAS#check'!A$2:A$190,1,FALSE)","v":{"$error":"#N/A"}},1]
[null,null,{"$f":"VLOOKUP('1. Eff Raw Data'!S504,'CAS#check'!A$2:A$190,1,FALSE)","v":{"$error":"#N/A"}},1]
[null,null,{"$f":"VLOOKUP('1. Eff Raw Data'!S505,'CAS#check'!A$2:A$190,1,FALSE)","v":{"$error":"#N/A"}},1]
[null,null,{"$f":"VLOOKUP('1. Eff Raw Data'!S506,'CAS#check'!A$2:A$190,1,FALSE)","v":{"$error":"#N/A"}},1]
[null,null,{"$f":"VLOOKUP('1. Eff Raw Data'!S507,'CAS#check'!A$2:A$190,1,FALSE)","v":{"$error":"#N/A"}},1]
[null,null,{"$f":"VLOOKUP('1. Eff Raw Data'!S508,'CAS#check'!A$2:A$190,1,FALSE)","v":{"$error":"#N/A"}},1]
[null,null,{"$f":"VLOOKUP('1. Eff Raw Data'!S509,'CAS#check'!A$2:A$190,1,FALSE)","v":{"$error":"#N/A"}},1]
[null,null,{"$f":"VLOOKUP('1. Eff Raw Data'!S510,'CAS#check'!A$2:A$190,1,FALSE)","v":{"$error":"#N/A"}},1]
[null,null,{"$f":"VLOOKUP('1. Eff Raw Data'!S511,'CAS#check'!A$2:A$190,1,FALSE)","v":{"$error":"#N/A"}},1]
[null,null,{"$f":"VLOOKUP('1. Eff Raw Data'!S512,'CAS#check'!A$2:A$190,1,FALSE)","v":{"$error":"#N/A"}},1]
[null,null,{"$f":"VLOOKUP('1. Eff Raw Data'!S513,'CAS#check'!A$2:A$190,1,FALSE)","v":{"$error":"#N/A"}},1]
[null,null,{"$f":"VLOOKUP('1. Eff Raw Data'!S514,'CAS#check'!A$2:A$190,1,FALSE)","v":{"$error":"#N/A"}},1]
[null,null,{"$f":"VLOOKUP('1. Eff Raw Data'!S515,'CAS#check'!A$2:A$190,1,FALSE)","v":{"$error":"#N/A"}},1]
[null,null,{"$f":"VLOOKUP('1. Eff Raw Data'!S516,'CAS#check'!A$2:A$190,1,FALSE)","v":{"$error":"#N/A"}},1]
[null,null,{"$f":"VLOOKUP('1. Eff Raw Data'!S517,'CAS#check'!A$2:A$190,1,FALSE)","v":{"$error":"#N/A"}},{"$f":"IFERROR(_xlfn.IFNA(0*C517,1),0)","v":1}]
[null,null,{"$f":"VLOOKUP('1. Eff Raw Data'!S518,'CAS#check'!A$2:A$190,1,FALSE)","v":{"$error":"#N/A"}},1]
[null,null,{"$f":"VLOOKUP('1. Eff Raw Data'!S519,'CAS#check'!A$2:A$190,1,FALSE)","v":{"$error":"#N/A"}},1]
[null,null,{"$f":"VLOOKUP('1. Eff Raw Data'!S520,'CAS#check'!A$2:A$190,1,FALSE)","v":{"$error":"#N/A"}},1]
[null,null,{"$f":"VLOOKUP('1. Eff Raw Data'!S521,'CAS#check'!A$2:A$190,1,FALSE)","v":{"$error":"#N/A"}},1]
[null,null,{"$f":"VLOOKUP('1. Eff Raw Data'!S522,'CAS#check'!A$2:A$190,1,FALSE)","v":{"$error":"#N/A"}},1]
[null,null,{"$f":"VLOOKUP('1. Eff Raw Data'!S523,'CAS#check'!A$2:A$190,1,FALSE)","v":{"$error":"#N/A"}},1]
[null,null,{"$f":"VLOOKUP('1. Eff Raw Data'!S524,'CAS#check'!A$2:A$190,1,FALSE)","v":{"$error":"#N/A"}},1]
[null,null,{"$f":"VLOOKUP('1. Eff Raw Data'!S525,'CAS#check'!A$2:A$190,1,FALSE)","v":{"$error":"#N/A"}},1]
[null,null,{"$f":"VLOOKUP('1. Eff Raw Data'!S526,'CAS#check'!A$2:A$190,1,FALSE)","v":{"$error":"#N/A"}},1]
[null,null,{"$f":"VLOOKUP('1. Eff Raw Data'!S527,'CAS#check'!A$2:A$190,1,FALSE)","v":{"$error":"#N/A"}},1]
[null,null,{"$f":"VLOOKUP('1. Eff Raw Data'!S528,'CAS#check'!A$2:A$190,1,FALSE)","v":{"$error":"#N/A"}},1]
[null,null,{"$f":"VLOOKUP('1. Eff Raw Data'!S529,'CAS#check'!A$2:A$190,1,FALSE)","v":{"$error":"#N/A"}},1]
[null,null,{"$f":"VLOOKUP('1. Eff Raw Data'!S530,'CAS#check'!A$2:A$190,1,FALSE)","v":{"$error":"#N/A"}},1]
[null,null,{"$f":"VLOOKUP('1. Eff Raw Data'!S531,'CAS#check'!A$2:A$190,1,FALSE)","v":{"$error":"#N/A"}},1]
[null,null,{"$f":"VLOOKUP('1. Eff Raw Data'!S532,'CAS#check'!A$2:A$190,1,FALSE)","v":{"$error":"#N/A"}},1]
[null,null,{"$f":"VLOOKUP('1. Eff Raw Data'!S533,'CAS#check'!A$2:A$190,1,FALSE)","v":{"$error":"#N/A"}},1]
[null,null,{"$f":"VLOOKUP('1. Eff Raw Data'!S534,'CAS#check'!A$2:A$190,1,FALSE)","v":{"$error":"#N/A"}},1]
[null,null,{"$f":"VLOOKUP('1. Eff Raw Data'!S535,'CAS#check'!A$2:A$190,1,FALSE)","v":{"$error":"#N/A"}},1]
[null,null,{"$f":"VLOOKUP('1. Eff Raw Data'!S536,'CAS#check'!A$2:A$190,1,FALSE)","v":{"$error":"#N/A"}},1]
[null,null,{"$f":"VLOOKUP('1. Eff Raw Data'!S537,'CAS#check'!A$2:A$190,1,FALSE)","v":{"$error":"#N/A"}},1]
[null,null,{"$f":"VLOOKUP('1. Eff Raw Data'!S538,'CAS#check'!A$2:A$190,1,FALSE)","v":{"$error":"#N/A"}},1]
[null,null,{"$f":"VLOOKUP('1. Eff Raw Data'!S539,'CAS#check'!A$2:A$190,1,FALSE)","v":{"$error":"#N/A"}},1]
[null,null,{"$f":"VLOOKUP('1. Eff Raw Data'!S540,'CAS#check'!A$2:A$190,1,FALSE)","v":{"$error":"#N/A"}},1]
[null,null,{"$f":"VLOOKUP('1. Eff Raw Data'!S541,'CAS#check'!A$2:A$190,1,FALSE)","v":{"$error":"#N/A"}},1]
[null,null,{"$f":"VLOOKUP('1. Eff Raw Data'!S542,'CAS#check'!A$2:A$190,1,FALSE)","v":{"$error":"#N/A"}},1]
[null,null,{"$f":"VLOOKUP('1. Eff Raw Data'!S543,'CAS#check'!A$2:A$190,1,FALSE)","v":{"$error":"#N/A"}},1]
[null,null,{"$f":"VLOOKUP('1. Eff Raw Data'!S544,'CAS#check'!A$2:A$190,1,FALSE)","v":{"$error":"#N/A"}},1]
[null,null,{"$f":"VLOOKUP('1. Eff Raw Data'!S545,'CAS#check'!A$2:A$190,1,FALSE)","v":{"$error":"#N/A"}},1]
[null,null,{"$f":"VLOOKUP('1. Eff Raw Data'!S546,'CAS#check'!A$2:A$190,1,FALSE)","v":{"$error":"#N/A"}},1]
[null,null,{"$f":"VLOOKUP('1. Eff Raw Data'!S547,'CAS#check'!A$2:A$190,1,FALSE)","v":{"$error":"#N/A"}},1]
[null,null,{"$f":"VLOOKUP('1. Eff Raw Data'!S548,'CAS#check'!A$2:A$190,1,FALSE)","v":{"$error":"#N/A"}},1]
[null,null,{"$f":"VLOOKUP('1. Eff Raw Data'!S549,'CAS#check'!A$2:A$190,1,FALSE)","v":{"$error":"#N/A"}},1]
[null,null,{"$f":"VLOOKUP('1. Eff Raw Data'!S550,'CAS#check'!A$2:A$190,1,FALSE)","v":{"$error":"#N/A"}},1]
[null,null,{"$f":"VLOOKUP('1. Eff Raw Data'!S551,'CAS#check'!A$2:A$190,1,FALSE)","v":{"$error":"#N/A"}},1]
[null,null,{"$f":"VLOOKUP('1. Eff Raw Data'!S552,'CAS#check'!A$2:A$190,1,FALSE)","v":{"$error":"#N/A"}},1]
[null,null,{"$f":"VLOOKUP('1. Eff Raw Data'!S553,'CAS#check'!A$2:A$190,1,FALSE)","v":{"$error":"#N/A"}},1]
[null,null,{"$f":"VLOOKUP('1. Eff Raw Data'!S554,'CAS#check'!A$2:A$190,1,FALSE)","v":{"$error":"#N/A"}},1]
[null,null,{"$f":"VLOOKUP('1. Eff Raw Data'!S555,'CAS#check'!A$2:A$190,1,FALSE)","v":{"$error":"#N/A"}},1]
[null,null,{"$f":"VLOOKUP('1. Eff Raw Data'!S556,'CAS#check'!A$2:A$190,1,FALSE)","v":{"$error":"#N/A"}},1]
[null,null,{"$f":"VLOOKUP('1. Eff Raw Data'!S557,'CAS#check'!A$2:A$190,1,FALSE)","v":{"$error":"#N/A"}},1]
[null,null,{"$f":"VLOOKUP('1. Eff Raw Data'!S558,'CAS#check'!A$2:A$190,1,FALSE)","v":{"$error":"#N/A"}},1]
[null,null,{"$f":"VLOOKUP('1. Eff Raw Data'!S559,'CAS#check'!A$2:A$190,1,FALSE)","v":{"$error":"#N/A"}},1]
[null,null,{"$f":"VLOOKUP('1. Eff Raw Data'!S560,'CAS#check'!A$2:A$190,1,FALSE)","v":{"$error":"#N/A"}},1]
[null,null,{"$f":"VLOOKUP('1. Eff Raw Data'!S561,'CAS#check'!A$2:A$190,1,FALSE)","v":{"$error":"#N/A"}},1]
[null,null,{"$f":"VLOOKUP('1. Eff Raw Data'!S562,'CAS#check'!A$2:A$190,1,FALSE)","v":{"$error":"#N/A"}},1]
[null,null,{"$f":"VLOOKUP('1. Eff Raw Data'!S563,'CAS#check'!A$2:A$190,1,FALSE)","v":{"$error":"#N/A"}},1]
[null,null,{"$f":"VLOOKUP('1. Eff Raw Data'!S564,'CAS#check'!A$2:A$190,1,FALSE)","v":{"$error":"#N/A"}},1]
[null,null,{"$f":"VLOOKUP('1. Eff Raw Data'!S565,'CAS#check'!A$2:A$190,1,FALSE)","v":{"$error":"#N/A"}},1]
[null,null,{"$f":"VLOOKUP('1. Eff Raw Data'!S566,'CAS#check'!A$2:A$190,1,FALSE)","v":{"$error":"#N/A"}},1]
[null,null,{"$f":"VLOOKUP('1. Eff Raw Data'!S567,'CAS#check'!A$2:A$190,1,FALSE)","v":{"$error":"#N/A"}},1]
[null,null,{"$f":"VLOOKUP('1. Eff Raw Data'!S568,'CAS#check'!A$2:A$190,1,FALSE)","v":{"$error":"#N/A"}},1]
[null,null,{"$f":"VLOOKUP('1. Eff Raw Data'!S569,'CAS#check'!A$2:A$190,1,FALSE)","v":{"$error":"#N/A"}},1]
[null,null,{"$f":"VLOOKUP('1. Eff Raw Data'!S570,'CAS#check'!A$2:A$190,1,FALSE)","v":{"$error":"#N/A"}},1]
[null,null,{"$f":"VLOOKUP('1. Eff Raw Data'!S571,'CAS#check'!A$2:A$190,1,FALSE)","v":{"$error":"#N/A"}},1]
[null,null,{"$f":"VLOOKUP('1. Eff Raw Data'!S572,'CAS#check'!A$2:A$190,1,FALSE)","v":{"$error":"#N/A"}},1]
[null,null,{"$f":"VLOOKUP('1. Eff Raw Data'!S573,'CAS#check'!A$2:A$190,1,FALSE)","v":{"$error":"#N/A"}},1]
[null,null,{"$f":"VLOOKUP('1. Eff Raw Data'!S574,'CAS#check'!A$2:A$190,1,FALSE)","v":{"$error":"#N/A"}},1]
[null,null,{"$f":"VLOOKUP('1. Eff Raw Data'!S575,'CAS#check'!A$2:A$190,1,FALSE)","v":{"$error":"#N/A"}},1]
[null,null,{"$f":"VLOOKUP('1. Eff Raw Data'!S576,'CAS#check'!A$2:A$190,1,FALSE)","v":{"$error":"#N/A"}},1]
[null,null,{"$f":"VLOOKUP('1. Eff Raw Data'!S577,'CAS#check'!A$2:A$190,1,FALSE)","v":{"$error":"#N/A"}},1]
[null,null,{"$f":"VLOOKUP('1. Eff Raw Data'!S578,'CAS#check'!A$2:A$190,1,FALSE)","v":{"$error":"#N/A"}},1]
[null,null,{"$f":"VLOOKUP('1. Eff Raw Data'!S579,'CAS#check'!A$2:A$190,1,FALSE)","v":{"$error":"#N/A"}},1]
[null,null,{"$f":"VLOOKUP('1. Eff Raw Data'!S580,'CAS#check'!A$2:A$190,1,FALSE)","v":{"$error":"#N/A"}},1]
[null,null,{"$f":"VLOOKUP('1. Eff Raw Data'!S581,'CAS#check'!A$2:A$190,1,FALSE)","v":{"$error":"#N/A"}},{"$f":"IFERROR(_xlfn.IFNA(0*C581,1),0)","v":1}]
[null,null,{"$f":"VLOOKUP('1. Eff Raw Data'!S582,'CAS#check'!A$2:A$190,1,FALSE)","v":{"$error":"#N/A"}},1]
[null,null,{"$f":"VLOOKUP('1. Eff Raw Data'!S583,'CAS#check'!A$2:A$190,1,FALSE)","v":{"$error":"#N/A"}},1]
[null,null,{"$f":"VLOOKUP('1. Eff Raw Data'!S584,'CAS#check'!A$2:A$190,1,FALSE)","v":{"$error":"#N/A"}},1]
[null,null,{"$f":"VLOOKUP('1. Eff Raw Data'!S585,'CAS#check'!A$2:A$190,1,FALSE)","v":{"$error":"#N/A"}},1]
[null,null,{"$f":"VLOOKUP('1. Eff Raw Data'!S586,'CAS#check'!A$2:A$190,1,FALSE)","v":{"$error":"#N/A"}},1]
[null,null,{"$f":"VLOOKUP('1. Eff Raw Data'!S587,'CAS#check'!A$2:A$190,1,FALSE)","v":{"$error":"#N/A"}},1]
[null,null,{"$f":"VLOOKUP('1. Eff Raw Data'!S588,'CAS#check'!A$2:A$190,1,FALSE)","v":{"$error":"#N/A"}},1]
[null,null,{"$f":"VLOOKUP('1. Eff Raw Data'!S589,'CAS#check'!A$2:A$190,1,FALSE)","v":{"$error":"#N/A"}},1]
[null,null,{"$f":"VLOOKUP('1. Eff Raw Data'!S590,'CAS#check'!A$2:A$190,1,FALSE)","v":{"$error":"#N/A"}},1]
[null,null,{"$f":"VLOOKUP('1. Eff Raw Data'!S591,'CAS#check'!A$2:A$190,1,FALSE)","v":{"$error":"#N/A"}},1]
[null,null,{"$f":"VLOOKUP('1. Eff Raw Data'!S592,'CAS#check'!A$2:A$190,1,FALSE)","v":{"$error":"#N/A"}},1]
[null,null,{"$f":"VLOOKUP('1. Eff Raw Data'!S593,'CAS#check'!A$2:A$190,1,FALSE)","v":{"$error":"#N/A"}},1]
[null,null,{"$f":"VLOOKUP('1. Eff Raw Data'!S594,'CAS#check'!A$2:A$190,1,FALSE)","v":{"$error":"#N/A"}},1]
[null,null,{"$f":"VLOOKUP('1. Eff Raw Data'!S595,'CAS#check'!A$2:A$190,1,FALSE)","v":{"$error":"#N/A"}},1]
[null,null,{"$f":"VLOOKUP('1. Eff Raw Data'!S596,'CAS#check'!A$2:A$190,1,FALSE)","v":{"$error":"#N/A"}},1]
[null,null,{"$f":"VLOOKUP('1. Eff Raw Data'!S597,'CAS#check'!A$2:A$190,1,FALSE)","v":{"$error":"#N/A"}},1]
[null,null,{"$f":"VLOOKUP('1. Eff Raw Data'!S598,'CAS#check'!A$2:A$190,1,FALSE)","v":{"$error":"#N/A"}},1]
[null,null,{"$f":"VLOOKUP('1. Eff Raw Data'!S599,'CAS#check'!A$2:A$190,1,FALSE)","v":{"$error":"#N/A"}},1]
[null,null,{"$f":"VLOOKUP('1. Eff Raw Data'!S600,'CAS#check'!A$2:A$190,1,FALSE)","v":{"$error":"#N/A"}},1]
[null,null,{"$f":"VLOOKUP('1. Eff Raw Data'!S601,'CAS#check'!A$2:A$190,1,FALSE)","v":{"$error":"#N/A"}},1]
[null,null,{"$f":"VLOOKUP('1. Eff Raw Data'!S602,'CAS#check'!A$2:A$190,1,FALSE)","v":{"$error":"#N/A"}},1]
[null,null,{"$f":"VLOOKUP('1. Eff Raw Data'!S603,'CAS#check'!A$2:A$190,1,FALSE)","v":{"$error":"#N/A"}},1]
[null,null,{"$f":"VLOOKUP('1. Eff Raw Data'!S604,'CAS#check'!A$2:A$190,1,FALSE)","v":{"$error":"#N/A"}},1]
[null,null,{"$f":"VLOOKUP('1. Eff Raw Data'!S605,'CAS#check'!A$2:A$190,1,FALSE)","v":{"$error":"#N/A"}},1]
[null,null,{"$f":"VLOOKUP('1. Eff Raw Data'!S606,'CAS#check'!A$2:A$190,1,FALSE)","v":{"$error":"#N/A"}},1]
[null,null,{"$f":"VLOOKUP('1. Eff Raw Data'!S607,'CAS#check'!A$2:A$190,1,FALSE)","v":{"$error":"#N/A"}},1]
[null,null,{"$f":"VLOOKUP('1. Eff Raw Data'!S608,'CAS#check'!A$2:A$190,1,FALSE)","v":{"$error":"#N/A"}},1]
[null,null,{"$f":"VLOOKUP('1. Eff Raw Data'!S609,'CAS#check'!A$2:A$190,1,FALSE)","v":{"$error":"#N/A"}},1]
[null,null,{"$f":"VLOOKUP('1. Eff Raw Data'!S610,'CAS#check'!A$2:A$190,1,FALSE)","v":{"$error":"#N/A"}},1]
[null,null,{"$f":"VLOOKUP('1. Eff Raw Data'!S611,'CAS#check'!A$2:A$190,1,FALSE)","v":{"$error":"#N/A"}},1]
[null,null,{"$f":"VLOOKUP('1. Eff Raw Data'!S612,'CAS#check'!A$2:A$190,1,FALSE)","v":{"$error":"#N/A"}},1]
[null,null,{"$f":"VLOOKUP('1. Eff Raw Data'!S613,'CAS#check'!A$2:A$190,1,FALSE)","v":{"$error":"#N/A"}},1]
[null,null,{"$f":"VLOOKUP('1. Eff Raw Data'!S614,'CAS#check'!A$2:A$190,1,FALSE)","v":{"$error":"#N/A"}},1]
[null,null,{"$f":"VLOOKUP('1. Eff Raw Data'!S615,'CAS#check'!A$2:A$190,1,FALSE)","v":{"$error":"#N/A"}},1]
[null,null,{"$f":"VLOOKUP('1. Eff Raw Data'!S616,'CAS#check'!A$2:A$190,1,FALSE)","v":{"$error":"#N/A"}},1]
[null,null,{"$f":"VLOOKUP('1. Eff Raw Data'!S617,'CAS#check'!A$2:A$190,1,FALSE)","v":{"$error":"#N/A"}},1]
[null,null,{"$f":"VLOOKUP('1. Eff Raw Data'!S618,'CAS#check'!A$2:A$190,1,FALSE)","v":{"$error":"#N/A"}},1]
[null,null,{"$f":"VLOOKUP('1. Eff Raw Data'!S619,'CAS#check'!A$2:A$190,1,FALSE)","v":{"$error":"#N/A"}},1]
[null,null,{"$f":"VLOOKUP('1. Eff Raw Data'!S620,'CAS#check'!A$2:A$190,1,FALSE)","v":{"$error":"#N/A"}},1]
[null,null,{"$f":"VLOOKUP('1. Eff Raw Data'!S621,'CAS#check'!A$2:A$190,1,FALSE)","v":{"$error":"#N/A"}},1]
[null,null,{"$f":"VLOOKUP('1. Eff Raw Data'!S622,'CAS#check'!A$2:A$190,1,FALSE)","v":{"$error":"#N/A"}},1]
[null,null,{"$f":"VLOOKUP('1. Eff Raw Data'!S623,'CAS#check'!A$2:A$190,1,FALSE)","v":{"$error":"#N/A"}},1]
[null,null,{"$f":"VLOOKUP('1. Eff Raw Data'!S624,'CAS#check'!A$2:A$190,1,FALSE)","v":{"$error":"#N/A"}},1]
[null,null,{"$f":"VLOOKUP('1. Eff Raw Data'!S625,'CAS#check'!A$2:A$190,1,FALSE)","v":{"$error":"#N/A"}},1]
[null,null,{"$f":"VLOOKUP('1. Eff Raw Data'!S626,'CAS#check'!A$2:A$190,1,FALSE)","v":{"$error":"#N/A"}},1]
[null,null,{"$f":"VLOOKUP('1. Eff Raw Data'!S627,'CAS#check'!A$2:A$190,1,FALSE)","v":{"$error":"#N/A"}},1]
[null,null,{"$f":"VLOOKUP('1. Eff Raw Data'!S628,'CAS#check'!A$2:A$190,1,FALSE)","v":{"$error":"#N/A"}},1]
[null,null,{"$f":"VLOOKUP('1. Eff Raw Data'!S629,'CAS#check'!A$2:A$190,1,FALSE)","v":{"$error":"#N/A"}},1]
[null,null,{"$f":"VLOOKUP('1. Eff Raw Data'!S630,'CAS#check'!A$2:A$190,1,FALSE)","v":{"$error":"#N/A"}},1]
[null,null,{"$f":"VLOOKUP('1. Eff Raw Data'!S631,'CAS#check'!A$2:A$190,1,FALSE)","v":{"$error":"#N/A"}},1]
[null,null,{"$f":"VLOOKUP('1. Eff Raw Data'!S632,'CAS#check'!A$2:A$190,1,FALSE)","v":{"$error":"#N/A"}},1]
[null,null,{"$f":"VLOOKUP('1. Eff Raw Data'!S633,'CAS#check'!A$2:A$190,1,FALSE)","v":{"$error":"#N/A"}},1]
[null,null,{"$f":"VLOOKUP('1. Eff Raw Data'!S634,'CAS#check'!A$2:A$190,1,FALSE)","v":{"$error":"#N/A"}},1]
[null,null,{"$f":"VLOOKUP('1. Eff Raw Data'!S635,'CAS#check'!A$2:A$190,1,FALSE)","v":{"$error":"#N/A"}},1]
[null,null,{"$f":"VLOOKUP('1. Eff Raw Data'!S636,'CAS#check'!A$2:A$190,1,FALSE)","v":{"$error":"#N/A"}},1]
[null,null,{"$f":"VLOOKUP('1. Eff Raw Data'!S637,'CAS#check'!A$2:A$190,1,FALSE)","v":{"$error":"#N/A"}},1]
[null,null,{"$f":"VLOOKUP('1. Eff Raw Data'!S638,'CAS#check'!A$2:A$190,1,FALSE)","v":{"$error":"#N/A"}},1]
[null,null,{"$f":"VLOOKUP('1. Eff Raw Data'!S639,'CAS#check'!A$2:A$190,1,FALSE)","v":{"$error":"#N/A"}},1]
[null,null,{"$f":"VLOOKUP('1. Eff Raw Data'!S640,'CAS#check'!A$2:A$190,1,FALSE)","v":{"$error":"#N/A"}},1]
[null,null,{"$f":"VLOOKUP('1. Eff Raw Data'!S641,'CAS#check'!A$2:A$190,1,FALSE)","v":{"$error":"#N/A"}},1]
[null,null,{"$f":"VLOOKUP('1. Eff Raw Data'!S642,'CAS#check'!A$2:A$190,1,FALSE)","v":{"$error":"#N/A"}},1]
[null,null,{"$f":"VLOOKUP('1. Eff Raw Data'!S643,'CAS#check'!A$2:A$190,1,FALSE)","v":{"$error":"#N/A"}},1]
[null,null,{"$f":"VLOOKUP('1. Eff Raw Data'!S644,'CAS#check'!A$2:A$190,1,FALSE)","v":{"$error":"#N/A"}},1]
[null,null,{"$f":"VLOOKUP('1. Eff Raw Data'!S645,'CAS#check'!A$2:A$190,1,FALSE)","v":{"$error":"#N/A"}},{"$f":"IFERROR(_xlfn.IFNA(0*C645,1),0)","v":1}]
[null,null,{"$f":"VLOOKUP('1. Eff Raw Data'!S646,'CAS#check'!A$2:A$190,1,FALSE)","v":{"$error":"#N/A"}},1]
[null,null,{"$f":"VLOOKUP('1. Eff Raw Data'!S647,'CAS#check'!A$2:A$190,1,FALSE)","v":{"$error":"#N/A"}},1]
[null,null,{"$f":"VLOOKUP('1. Eff Raw Data'!S648,'CAS#check'!A$2:A$190,1,FALSE)","v":{"$error":"#N/A"}},1]
[null,null,{"$f":"VLOOKUP('1. Eff Raw Data'!S649,'CAS#check'!A$2:A$190,1,FALSE)","v":{"$error":"#N/A"}},1]
[null,null,{"$f":"VLOOKUP('1. Eff Raw Data'!S650,'CAS#check'!A$2:A$190,1,FALSE)","v":{"$error":"#N/A"}},1]
[null,null,{"$f":"VLOOKUP('1. Eff Raw Data'!S651,'CAS#check'!A$2:A$190,1,FALSE)","v":{"$error":"#N/A"}},1]
[null,null,{"$f":"VLOOKUP('1. Eff Raw Data'!S652,'CAS#check'!A$2:A$190,1,FALSE)","v":{"$error":"#N/A"}},1]
[null,null,{"$f":"VLOOKUP('1. Eff Raw Data'!S653,'CAS#check'!A$2:A$190,1,FALSE)","v":{"$error":"#N/A"}},1]
[null,null,{"$f":"VLOOKUP('1. Eff Raw Data'!S654,'CAS#check'!A$2:A$190,1,FALSE)","v":{"$error":"#N/A"}},1]
[null,null,{"$f":"VLOOKUP('1. Eff Raw Data'!S655,'CAS#check'!A$2:A$190,1,FALSE)","v":{"$error":"#N/A"}},1]
[null,null,{"$f":"VLOOKUP('1. Eff Raw Data'!S656,'CAS#check'!A$2:A$190,1,FALSE)","v":{"$error":"#N/A"}},1]
[null,null,{"$f":"VLOOKUP('1. Eff Raw Data'!S657,'CAS#check'!A$2:A$190,1,FALSE)","v":{"$error":"#N/A"}},1]
[null,null,{"$f":"VLOOKUP('1. Eff Raw Data'!S658,'CAS#check'!A$2:A$190,1,FALSE)","v":{"$error":"#N/A"}},1]
[null,null,{"$f":"VLOOKUP('1. Eff Raw Data'!S659,'CAS#check'!A$2:A$190,1,FALSE)","v":{"$error":"#N/A"}},1]
[null,null,{"$f":"VLOOKUP('1. Eff Raw Data'!S660,'CAS#check'!A$2:A$190,1,FALSE)","v":{"$error":"#N/A"}},1]
[null,null,{"$f":"VLOOKUP('1. Eff Raw Data'!S661,'CAS#check'!A$2:A$190,1,FALSE)","v":{"$error":"#N/A"}},1]
[null,null,{"$f":"VLOOKUP('1. Eff Raw Data'!S662,'CAS#check'!A$2:A$190,1,FALSE)","v":{"$error":"#N/A"}},1]
[null,null,{"$f":"VLOOKUP('1. Eff Raw Data'!S663,'CAS#check'!A$2:A$190,1,FALSE)","v":{"$error":"#N/A"}},1]
[null,null,{"$f":"VLOOKUP('1. Eff Raw Data'!S664,'CAS#check'!A$2:A$190,1,FALSE)","v":{"$error":"#N/A"}},1]
[null,null,{"$f":"VLOOKUP('1. Eff Raw Data'!S665,'CAS#check'!A$2:A$190,1,FALSE)","v":{"$error":"#N/A"}},1]
[null,null,{"$f":"VLOOKUP('1. Eff Raw Data'!S666,'CAS#check'!A$2:A$190,1,FALSE)","v":{"$error":"#N/A"}},1]
[null,null,{"$f":"VLOOKUP('1. Eff Raw Data'!S667,'CAS#check'!A$2:A$190,1,FALSE)","v":{"$error":"#N/A"}},1]
[null,null,{"$f":"VLOOKUP('1. Eff Raw Data'!S668,'CAS#check'!A$2:A$190,1,FALSE)","v":{"$error":"#N/A"}},1]
[null,null,{"$f":"VLOOKUP('1. Eff Raw Data'!S669,'CAS#check'!A$2:A$190,1,FALSE)","v":{"$error":"#N/A"}},1]
[null,null,{"$f":"VLOOKUP('1. Eff Raw Data'!S670,'CAS#check'!A$2:A$190,1,FALSE)","v":{"$error":"#N/A"}},1]
[null,null,{"$f":"VLOOKUP('1. Eff Raw Data'!S671,'CAS#check'!A$2:A$190,1,FALSE)","v":{"$error":"#N/A"}},1]
[null,null,{"$f":"VLOOKUP('1. Eff Raw Data'!S672,'CAS#check'!A$2:A$190,1,FALSE)","v":{"$error":"#N/A"}},1]
[null,null,{"$f":"VLOOKUP('1. Eff Raw Data'!S673,'CAS#check'!A$2:A$190,1,FALSE)","v":{"$error":"#N/A"}},1]
[null,null,{"$f":"VLOOKUP('1. Eff Raw Data'!S674,'CAS#check'!A$2:A$190,1,FALSE)","v":{"$error":"#N/A"}},1]
[null,null,{"$f":"VLOOKUP('1. Eff Raw Data'!S675,'CAS#check'!A$2:A$190,1,FALSE)","v":{"$error":"#N/A"}},1]
[null,null,{"$f":"VLOOKUP('1. Eff Raw Data'!S676,'CAS#check'!A$2:A$190,1,FALSE)","v":{"$error":"#N/A"}},1]
[null,null,{"$f":"VLOOKUP('1. Eff Raw Data'!S677,'CAS#check'!A$2:A$190,1,FALSE)","v":{"$error":"#N/A"}},1]
[null,null,{"$f":"VLOOKUP('1. Eff Raw Data'!S678,'CAS#check'!A$2:A$190,1,FALSE)","v":{"$error":"#N/A"}},1]
[null,null,{"$f":"VLOOKUP('1. Eff Raw Data'!S679,'CAS#check'!A$2:A$190,1,FALSE)","v":{"$error":"#N/A"}},1]
[null,null,{"$f":"VLOOKUP('1. Eff Raw Data'!S680,'CAS#check'!A$2:A$190,1,FALSE)","v":{"$error":"#N/A"}},1]
[null,null,{"$f":"VLOOKUP('1. Eff Raw Data'!S681,'CAS#check'!A$2:A$190,1,FALSE)","v":{"$error":"#N/A"}},1]
[null,null,{"$f":"VLOOKUP('1. Eff Raw Data'!S682,'CAS#check'!A$2:A$190,1,FALSE)","v":{"$error":"#N/A"}},1]
[null,null,{"$f":"VLOOKUP('1. Eff Raw Data'!S683,'CAS#check'!A$2:A$190,1,FALSE)","v":{"$error":"#N/A"}},1]
[null,null,{"$f":"VLOOKUP('1. Eff Raw Data'!S684,'CAS#check'!A$2:A$190,1,FALSE)","v":{"$error":"#N/A"}},1]
[null,null,{"$f":"VLOOKUP('1. Eff Raw Data'!S685,'CAS#check'!A$2:A$190,1,FALSE)","v":{"$error":"#N/A"}},1]
[null,null,{"$f":"VLOOKUP('1. Eff Raw Data'!S686,'CAS#check'!A$2:A$190,1,FALSE)","v":{"$error":"#N/A"}},1]
[null,null,{"$f":"VLOOKUP('1. Eff Raw Data'!S687,'CAS#check'!A$2:A$190,1,FALSE)","v":{"$error":"#N/A"}},1]
[null,null,{"$f":"VLOOKUP('1. Eff Raw Data'!S688,'CAS#check'!A$2:A$190,1,FALSE)","v":{"$error":"#N/A"}},1]
[null,null,{"$f":"VLOOKUP('1. Eff Raw Data'!S689,'CAS#check'!A$2:A$190,1,FALSE)","v":{"$error":"#N/A"}},1]
[null,null,{"$f":"VLOOKUP('1. Eff Raw Data'!S690,'CAS#check'!A$2:A$190,1,FALSE)","v":{"$error":"#N/A"}},1]
[null,null,{"$f":"VLOOKUP('1. Eff Raw Data'!S691,'CAS#check'!A$2:A$190,1,FALSE)","v":{"$error":"#N/A"}},1]
[null,null,{"$f":"VLOOKUP('1. Eff Raw Data'!S692,'CAS#check'!A$2:A$190,1,FALSE)","v":{"$error":"#N/A"}},1]
[null,null,{"$f":"VLOOKUP('1. Eff Raw Data'!S693,'CAS#check'!A$2:A$190,1,FALSE)","v":{"$error":"#N/A"}},1]
[null,null,{"$f":"VLOOKUP('1. Eff Raw Data'!S694,'CAS#check'!A$2:A$190,1,FALSE)","v":{"$error":"#N/A"}},1]
[null,null,{"$f":"VLOOKUP('1. Eff Raw Data'!S695,'CAS#check'!A$2:A$190,1,FALSE)","v":{"$error":"#N/A"}},1]
[null,null,{"$f":"VLOOKUP('1. Eff Raw Data'!S696,'CAS#check'!A$2:A$190,1,FALSE)","v":{"$error":"#N/A"}},1]
[null,null,{"$f":"VLOOKUP('1. Eff Raw Data'!S697,'CAS#check'!A$2:A$190,1,FALSE)","v":{"$error":"#N/A"}},1]
[null,null,{"$f":"VLOOKUP('1. Eff Raw Data'!S698,'CAS#check'!A$2:A$190,1,FALSE)","v":{"$error":"#N/A"}},1]
[null,null,{"$f":"VLOOKUP('1. Eff Raw Data'!S699,'CAS#check'!A$2:A$190,1,FALSE)","v":{"$error":"#N/A"}},1]
[null,null,{"$f":"VLOOKUP('1. Eff Raw Data'!S700,'CAS#check'!A$2:A$190,1,FALSE)","v":{"$error":"#N/A"}},1]
[null,null,{"$f":"VLOOKUP('1. Eff Raw Data'!S701,'CAS#check'!A$2:A$190,1,FALSE)","v":{"$error":"#N/A"}},1]
[null,null,{"$f":"VLOOKUP('1. Eff Raw Data'!S702,'CAS#check'!A$2:A$190,1,FALSE)","v":{"$error":"#N/A"}},1]
[null,null,{"$f":"VLOOKUP('1. Eff Raw Data'!S703,'CAS#check'!A$2:A$190,1,FALSE)","v":{"$error":"#N/A"}},1]
[null,null,{"$f":"VLOOKUP('1. Eff Raw Data'!S704,'CAS#check'!A$2:A$190,1,FALSE)","v":{"$error":"#N/A"}},1]
[null,null,{"$f":"VLOOKUP('1. Eff Raw Data'!S705,'CAS#check'!A$2:A$190,1,FALSE)","v":{"$error":"#N/A"}},1]
[null,null,{"$f":"VLOOKUP('1. Eff Raw Data'!S706,'CAS#check'!A$2:A$190,1,FALSE)","v":{"$error":"#N/A"}},1]
[null,null,{"$f":"VLOOKUP('1. Eff Raw Data'!S707,'CAS#check'!A$2:A$190,1,FALSE)","v":{"$error":"#N/A"}},1]
[null,null,{"$f":"VLOOKUP('1. Eff Raw Data'!S708,'CAS#check'!A$2:A$190,1,FALSE)","v":{"$error":"#N/A"}},1]
[null,null,{"$f":"VLOOKUP('1. Eff Raw Data'!S709,'CAS#check'!A$2:A$190,1,FALSE)","v":{"$error":"#N/A"}},{"$f":"IFERROR(_xlfn.IFNA(0*C709,1),0)","v":1}]
[null,null,{"$f":"VLOOKUP('1. Eff Raw Data'!S710,'CAS#check'!A$2:A$190,1,FALSE)","v":{"$error":"#N/A"}},1]
[null,null,{"$f":"VLOOKUP('1. Eff Raw Data'!S711,'CAS#check'!A$2:A$190,1,FALSE)","v":{"$error":"#N/A"}},1]
[null,null,{"$f":"VLOOKUP('1. Eff Raw Data'!S712,'CAS#check'!A$2:A$190,1,FALSE)","v":{"$error":"#N/A"}},1]
[null,null,{"$f":"VLOOKUP('1. Eff Raw Data'!S713,'CAS#check'!A$2:A$190,1,FALSE)","v":{"$error":"#N/A"}},1]
[null,null,{"$f":"VLOOKUP('1. Eff Raw Data'!S714,'CAS#check'!A$2:A$190,1,FALSE)","v":{"$error":"#N/A"}},1]
[null,null,{"$f":"VLOOKUP('1. Eff Raw Data'!S715,'CAS#check'!A$2:A$190,1,FALSE)","v":{"$error":"#N/A"}},1]
[null,null,{"$f":"VLOOKUP('1. Eff Raw Data'!S716,'CAS#check'!A$2:A$190,1,FALSE)","v":{"$error":"#N/A"}},1]
[null,null,{"$f":"VLOOKUP('1. Eff Raw Data'!S717,'CAS#check'!A$2:A$190,1,FALSE)","v":{"$error":"#N/A"}},1]
[null,null,{"$f":"VLOOKUP('1. Eff Raw Data'!S718,'CAS#check'!A$2:A$190,1,FALSE)","v":{"$error":"#N/A"}},1]
[null,null,{"$f":"VLOOKUP('1. Eff Raw Data'!S719,'CAS#check'!A$2:A$190,1,FALSE)","v":{"$error":"#N/A"}},1]
[null,null,{"$f":"VLOOKUP('1. Eff Raw Data'!S720,'CAS#check'!A$2:A$190,1,FALSE)","v":{"$error":"#N/A"}},1]
[null,null,{"$f":"VLOOKUP('1. Eff Raw Data'!S721,'CAS#check'!A$2:A$190,1,FALSE)","v":{"$error":"#N/A"}},1]
[null,null,{"$f":"VLOOKUP('1. Eff Raw Data'!S722,'CAS#check'!A$2:A$190,1,FALSE)","v":{"$error":"#N/A"}},1]
[null,null,{"$f":"VLOOKUP('1. Eff Raw Data'!S723,'CAS#check'!A$2:A$190,1,FALSE)","v":{"$error":"#N/A"}},1]
[null,null,{"$f":"VLOOKUP('1. Eff Raw Data'!S724,'CAS#check'!A$2:A$190,1,FALSE)","v":{"$error":"#N/A"}},1]
[null,null,{"$f":"VLOOKUP('1. Eff Raw Data'!S725,'CAS#check'!A$2:A$190,1,FALSE)","v":{"$error":"#N/A"}},1]
[null,null,{"$f":"VLOOKUP('1. Eff Raw Data'!S726,'CAS#check'!A$2:A$190,1,FALSE)","v":{"$error":"#N/A"}},1]
[null,null,{"$f":"VLOOKUP('1. Eff Raw Data'!S727,'CAS#check'!A$2:A$190,1,FALSE)","v":{"$error":"#N/A"}},1]
[null,null,{"$f":"VLOOKUP('1. Eff Raw Data'!S728,'CAS#check'!A$2:A$190,1,FALSE)","v":{"$error":"#N/A"}},1]
[null,null,{"$f":"VLOOKUP('1. Eff Raw Data'!S729,'CAS#check'!A$2:A$190,1,FALSE)","v":{"$error":"#N/A"}},1]
[null,null,{"$f":"VLOOKUP('1. Eff Raw Data'!S730,'CAS#check'!A$2:A$190,1,FALSE)","v":{"$error":"#N/A"}},1]
[null,null,{"$f":"VLOOKUP('1. Eff Raw Data'!S731,'CAS#check'!A$2:A$190,1,FALSE)","v":{"$error":"#N/A"}},1]
[null,null,{"$f":"VLOOKUP('1. Eff Raw Data'!S732,'CAS#check'!A$2:A$190,1,FALSE)","v":{"$error":"#N/A"}},1]
[null,null,{"$f":"VLOOKUP('1. Eff Raw Data'!S733,'CAS#check'!A$2:A$190,1,FALSE)","v":{"$error":"#N/A"}},1]
[null,null,{"$f":"VLOOKUP('1. Eff Raw Data'!S734,'CAS#check'!A$2:A$190,1,FALSE)","v":{"$error":"#N/A"}},1]
[null,null,{"$f":"VLOOKUP('1. Eff Raw Data'!S735,'CAS#check'!A$2:A$190,1,FALSE)","v":{"$error":"#N/A"}},1]
[null,null,{"$f":"VLOOKUP('1. Eff Raw Data'!S736,'CAS#check'!A$2:A$190,1,FALSE)","v":{"$error":"#N/A"}},1]
[null,null,{"$f":"VLOOKUP('1. Eff Raw Data'!S737,'CAS#check'!A$2:A$190,1,FALSE)","v":{"$error":"#N/A"}},1]
[null,null,{"$f":"VLOOKUP('1. Eff Raw Data'!S738,'CAS#check'!A$2:A$190,1,FALSE)","v":{"$error":"#N/A"}},1]
[null,null,{"$f":"VLOOKUP('1. Eff Raw Data'!S739,'CAS#check'!A$2:A$190,1,FALSE)","v":{"$error":"#N/A"}},1]
[null,null,{"$f":"VLOOKUP('1. Eff Raw Data'!S740,'CAS#check'!A$2:A$190,1,FALSE)","v":{"$error":"#N/A"}},1]
[null,null,{"$f":"VLOOKUP('1. Eff Raw Data'!S741,'CAS#check'!A$2:A$190,1,FALSE)","v":{"$error":"#N/A"}},1]
[null,null,{"$f":"VLOOKUP('1. Eff Raw Data'!S742,'CAS#check'!A$2:A$190,1,FALSE)","v":{"$error":"#N/A"}},1]
[null,null,{"$f":"VLOOKUP('1. Eff Raw Data'!S743,'CAS#check'!A$2:A$190,1,FALSE)","v":{"$error":"#N/A"}},1]
[null,null,{"$f":"VLOOKUP('1. Eff Raw Data'!S744,'CAS#check'!A$2:A$190,1,FALSE)","v":{"$error":"#N/A"}},1]
[null,null,{"$f":"VLOOKUP('1. Eff Raw Data'!S745,'CAS#check'!A$2:A$190,1,FALSE)","v":{"$error":"#N/A"}},1]
[null,null,{"$f":"VLOOKUP('1. Eff Raw Data'!S746,'CAS#check'!A$2:A$190,1,FALSE)","v":{"$error":"#N/A"}},1]
[null,null,{"$f":"VLOOKUP('1. Eff Raw Data'!S747,'CAS#check'!A$2:A$190,1,FALSE)","v":{"$error":"#N/A"}},1]
[null,null,{"$f":"VLOOKUP('1. Eff Raw Data'!S748,'CAS#check'!A$2:A$190,1,FALSE)","v":{"$error":"#N/A"}},1]
[null,null,{"$f":"VLOOKUP('1. Eff Raw Data'!S749,'CAS#check'!A$2:A$190,1,FALSE)","v":{"$error":"#N/A"}},1]
[null,null,{"$f":"VLOOKUP('1. Eff Raw Data'!S750,'CAS#check'!A$2:A$190,1,FALSE)","v":{"$error":"#N/A"}},1]
[null,null,{"$f":"VLOOKUP('1. Eff Raw Data'!S751,'CAS#check'!A$2:A$190,1,FALSE)","v":{"$error":"#N/A"}},1]
[null,null,{"$f":"VLOOKUP('1. Eff Raw Data'!S752,'CAS#check'!A$2:A$190,1,FALSE)","v":{"$error":"#N/A"}},1]
[null,null,{"$f":"VLOOKUP('1. Eff Raw Data'!S753,'CAS#check'!A$2:A$190,1,FALSE)","v":{"$error":"#N/A"}},1]
[null,null,{"$f":"VLOOKUP('1. Eff Raw Data'!S754,'CAS#check'!A$2:A$190,1,FALSE)","v":{"$error":"#N/A"}},1]
[null,null,{"$f":"VLOOKUP('1. Eff Raw Data'!S755,'CAS#check'!A$2:A$190,1,FALSE)","v":{"$error":"#N/A"}},1]
[null,null,{"$f":"VLOOKUP('1. Eff Raw Data'!S756,'CAS#check'!A$2:A$190,1,FALSE)","v":{"$error":"#N/A"}},1]
[null,null,{"$f":"VLOOKUP('1. Eff Raw Data'!S757,'CAS#check'!A$2:A$190,1,FALSE)","v":{"$error":"#N/A"}},1]
[null,null,{"$f":"VLOOKUP('1. Eff Raw Data'!S758,'CAS#check'!A$2:A$190,1,FALSE)","v":{"$error":"#N/A"}},1]
[null,null,{"$f":"VLOOKUP('1. Eff Raw Data'!S759,'CAS#check'!A$2:A$190,1,FALSE)","v":{"$error":"#N/A"}},1]
[null,null,{"$f":"VLOOKUP('1. Eff Raw Data'!S760,'CAS#check'!A$2:A$190,1,FALSE)","v":{"$error":"#N/A"}},1]
[null,null,{"$f":"VLOOKUP('1. Eff Raw Data'!S761,'CAS#check'!A$2:A$190,1,FALSE)","v":{"$error":"#N/A"}},1]
[null,null,{"$f":"VLOOKUP('1. Eff Raw Data'!S762,'CAS#check'!A$2:A$190,1,FALSE)","v":{"$error":"#N/A"}},1]
[null,null,{"$f":"VLOOKUP('1. Eff Raw Data'!S763,'CAS#check'!A$2:A$190,1,FALSE)","v":{"$error":"#N/A"}},1]
[null,null,{"$f":"VLOOKUP('1. Eff Raw Data'!S764,'CAS#check'!A$2:A$190,1,FALSE)","v":{"$error":"#N/A"}},1]
[null,null,{"$f":"VLOOKUP('1. Eff Raw Data'!S765,'CAS#check'!A$2:A$190,1,FALSE)","v":{"$error":"#N/A"}},1]
[null,null,{"$f":"VLOOKUP('1. Eff Raw Data'!S766,'CAS#check'!A$2:A$190,1,FALSE)","v":{"$error":"#N/A"}},1]
[null,null,{"$f":"VLOOKUP('1. Eff Raw Data'!S767,'CAS#check'!A$2:A$190,1,FALSE)","v":{"$error":"#N/A"}},1]
[null,null,{"$f":"VLOOKUP('1. Eff Raw Data'!S768,'CAS#check'!A$2:A$190,1,FALSE)","v":{"$error":"#N/A"}},1]
[null,null,{"$f":"VLOOKUP('1. Eff Raw Data'!S769,'CAS#check'!A$2:A$190,1,FALSE)","v":{"$error":"#N/A"}},1]
[null,null,{"$f":"VLOOKUP('1. Eff Raw Data'!S770,'CAS#check'!A$2:A$190,1,FALSE)","v":{"$error":"#N/A"}},1]
[null,null,{"$f":"VLOOKUP('1. Eff Raw Data'!S771,'CAS#check'!A$2:A$190,1,FALSE)","v":{"$error":"#N/A"}},1]
[null,null,{"$f":"VLOOKUP('1. Eff Raw Data'!S772,'CAS#check'!A$2:A$190,1,FALSE)","v":{"$error":"#N/A"}},1]
[null,null,{"$f":"VLOOKUP('1. Eff Raw Data'!S773,'CAS#check'!A$2:A$190,1,FALSE)","v":{"$error":"#N/A"}},{"$f":"IFERROR(_xlfn.IFNA(0*C773,1),0)","v":1}]
[null,null,{"$f":"VLOOKUP('1. Eff Raw Data'!S774,'CAS#check'!A$2:A$190,1,FALSE)","v":{"$error":"#N/A"}},1]
[null,null,{"$f":"VLOOKUP('1. Eff Raw Data'!S775,'CAS#check'!A$2:A$190,1,FALSE)","v":{"$error":"#N/A"}},1]
[null,null,{"$f":"VLOOKUP('1. Eff Raw Data'!S776,'CAS#check'!A$2:A$190,1,FALSE)","v":{"$error":"#N/A"}},1]
[null,null,{"$f":"VLOOKUP('1. Eff Raw Data'!S777,'CAS#check'!A$2:A$190,1,FALSE)","v":{"$error":"#N/A"}},1]
[null,null,{"$f":"VLOOKUP('1. Eff Raw Data'!S778,'CAS#check'!A$2:A$190,1,FALSE)","v":{"$error":"#N/A"}},1]
[null,null,{"$f":"VLOOKUP('1. Eff Raw Data'!S779,'CAS#check'!A$2:A$190,1,FALSE)","v":{"$error":"#N/A"}},1]
[null,null,{"$f":"VLOOKUP('1. Eff Raw Data'!S780,'CAS#check'!A$2:A$190,1,FALSE)","v":{"$error":"#N/A"}},1]
[null,null,{"$f":"VLOOKUP('1. Eff Raw Data'!S781,'CAS#check'!A$2:A$190,1,FALSE)","v":{"$error":"#N/A"}},1]
[null,null,{"$f":"VLOOKUP('1. Eff Raw Data'!S782,'CAS#check'!A$2:A$190,1,FALSE)","v":{"$error":"#N/A"}},1]
[null,null,{"$f":"VLOOKUP('1. Eff Raw Data'!S783,'CAS#check'!A$2:A$190,1,FALSE)","v":{"$error":"#N/A"}},1]
[null,null,{"$f":"VLOOKUP('1. Eff Raw Data'!S784,'CAS#check'!A$2:A$190,1,FALSE)","v":{"$error":"#N/A"}},1]
[null,null,{"$f":"VLOOKUP('1. Eff Raw Data'!S785,'CAS#check'!A$2:A$190,1,FALSE)","v":{"$error":"#N/A"}},1]
[null,null,{"$f":"VLOOKUP('1. Eff Raw Data'!S786,'CAS#check'!A$2:A$190,1,FALSE)","v":{"$error":"#N/A"}},1]
[null,null,{"$f":"VLOOKUP('1. Eff Raw Data'!S787,'CAS#check'!A$2:A$190,1,FALSE)","v":{"$error":"#N/A"}},1]
[null,null,{"$f":"VLOOKUP('1. Eff Raw Data'!S788,'CAS#check'!A$2:A$190,1,FALSE)","v":{"$error":"#N/A"}},1]
[null,null,{"$f":"VLOOKUP('1. Eff Raw Data'!S789,'CAS#check'!A$2:A$190,1,FALSE)","v":{"$error":"#N/A"}},1]
[null,null,{"$f":"VLOOKUP('1. Eff Raw Data'!S790,'CAS#check'!A$2:A$190,1,FALSE)","v":{"$error":"#N/A"}},1]
[null,null,{"$f":"VLOOKUP('1. Eff Raw Data'!S791,'CAS#check'!A$2:A$190,1,FALSE)","v":{"$error":"#N/A"}},1]
[null,null,{"$f":"VLOOKUP('1. Eff Raw Data'!S792,'CAS#check'!A$2:A$190,1,FALSE)","v":{"$error":"#N/A"}},1]
[null,null,{"$f":"VLOOKUP('1. Eff Raw Data'!S793,'CAS#check'!A$2:A$190,1,FALSE)","v":{"$error":"#N/A"}},1]
[null,null,{"$f":"VLOOKUP('1. Eff Raw Data'!S794,'CAS#check'!A$2:A$190,1,FALSE)","v":{"$error":"#N/A"}},1]
[null,null,{"$f":"VLOOKUP('1. Eff Raw Data'!S795,'CAS#check'!A$2:A$190,1,FALSE)","v":{"$error":"#N/A"}},1]
[null,null,{"$f":"VLOOKUP('1. Eff Raw Data'!S796,'CAS#check'!A$2:A$190,1,FALSE)","v":{"$error":"#N/A"}},1]
[null,null,{"$f":"VLOOKUP('1. Eff Raw Data'!S797,'CAS#check'!A$2:A$190,1,FALSE)","v":{"$error":"#N/A"}},1]
[null,null,{"$f":"VLOOKUP('1. Eff Raw Data'!S798,'CAS#check'!A$2:A$190,1,FALSE)","v":{"$error":"#N/A"}},1]
[null,null,{"$f":"VLOOKUP('1. Eff Raw Data'!S799,'CAS#check'!A$2:A$190,1,FALSE)","v":{"$error":"#N/A"}},1]
[null,null,{"$f":"VLOOKUP('1. Eff Raw Data'!S800,'CAS#check'!A$2:A$190,1,FALSE)","v":{"$error":"#N/A"}},1]
[null,null,{"$f":"VLOOKUP('1. Eff Raw Data'!S801,'CAS#check'!A$2:A$190,1,FALSE)","v":{"$error":"#N/A"}},1]
[null,null,{"$f":"VLOOKUP('1. Eff Raw Data'!S802,'CAS#check'!A$2:A$190,1,FALSE)","v":{"$error":"#N/A"}},1]
[null,null,{"$f":"VLOOKUP('1. Eff Raw Data'!S803,'CAS#check'!A$2:A$190,1,FALSE)","v":{"$error":"#N/A"}},1]
[null,null,{"$f":"VLOOKUP('1. Eff Raw Data'!S804,'CAS#check'!A$2:A$190,1,FALSE)","v":{"$error":"#N/A"}},1]
[null,null,{"$f":"VLOOKUP('1. Eff Raw Data'!S805,'CAS#check'!A$2:A$190,1,FALSE)","v":{"$error":"#N/A"}},1]
[null,null,{"$f":"VLOOKUP('1. Eff Raw Data'!S806,'CAS#check'!A$2:A$190,1,FALSE)","v":{"$error":"#N/A"}},1]
[null,null,{"$f":"VLOOKUP('1. Eff Raw Data'!S807,'CAS#check'!A$2:A$190,1,FALSE)","v":{"$error":"#N/A"}},1]
[null,null,{"$f":"VLOOKUP('1. Eff Raw Data'!S808,'CAS#check'!A$2:A$190,1,FALSE)","v":{"$error":"#N/A"}},1]
[null,null,{"$f":"VLOOKUP('1. Eff Raw Data'!S809,'CAS#check'!A$2:A$190,1,FALSE)","v":{"$error":"#N/A"}},1]
[null,null,{"$f":"VLOOKUP('1. Eff Raw Data'!S810,'CAS#check'!A$2:A$190,1,FALSE)","v":{"$error":"#N/A"}},1]
[null,null,{"$f":"VLOOKUP('1. Eff Raw Data'!S811,'CAS#check'!A$2:A$190,1,FALSE)","v":{"$error":"#N/A"}},1]
[null,null,{"$f":"VLOOKUP('1. Eff Raw Data'!S812,'CAS#check'!A$2:A$190,1,FALSE)","v":{"$error":"#N/A"}},1]
[null,null,{"$f":"VLOOKUP('1. Eff Raw Data'!S813,'CAS#check'!A$2:A$190,1,FALSE)","v":{"$error":"#N/A"}},1]
[null,null,{"$f":"VLOOKUP('1. Eff Raw Data'!S814,'CAS#check'!A$2:A$190,1,FALSE)","v":{"$error":"#N/A"}},1]
[null,null,{"$f":"VLOOKUP('1. Eff Raw Data'!S815,'CAS#check'!A$2:A$190,1,FALSE)","v":{"$error":"#N/A"}},1]
[null,null,{"$f":"VLOOKUP('1. Eff Raw Data'!S816,'CAS#check'!A$2:A$190,1,FALSE)","v":{"$error":"#N/A"}},1]
[null,null,{"$f":"VLOOKUP('1. Eff Raw Data'!S817,'CAS#check'!A$2:A$190,1,FALSE)","v":{"$error":"#N/A"}},1]
[null,null,{"$f":"VLOOKUP('1. Eff Raw Data'!S818,'CAS#check'!A$2:A$190,1,FALSE)","v":{"$error":"#N/A"}},1]
[null,null,{"$f":"VLOOKUP('1. Eff Raw Data'!S819,'CAS#check'!A$2:A$190,1,FALSE)","v":{"$error":"#N/A"}},1]
[null,null,{"$f":"VLOOKUP('1. Eff Raw Data'!S820,'CAS#check'!A$2:A$190,1,FALSE)","v":{"$error":"#N/A"}},1]
[null,null,{"$f":"VLOOKUP('1. Eff Raw Data'!S821,'CAS#check'!A$2:A$190,1,FALSE)","v":{"$error":"#N/A"}},1]
[null,null,{"$f":"VLOOKUP('1. Eff Raw Data'!S822,'CAS#check'!A$2:A$190,1,FALSE)","v":{"$error":"#N/A"}},1]
[null,null,{"$f":"VLOOKUP('1. Eff Raw Data'!S823,'CAS#check'!A$2:A$190,1,FALSE)","v":{"$error":"#N/A"}},1]
[null,null,{"$f":"VLOOKUP('1. Eff Raw Data'!S824,'CAS#check'!A$2:A$190,1,FALSE)","v":{"$error":"#N/A"}},1]
[null,null,{"$f":"VLOOKUP('1. Eff Raw Data'!S825,'CAS#check'!A$2:A$190,1,FALSE)","v":{"$error":"#N/A"}},1]
[null,null,{"$f":"VLOOKUP('1. Eff Raw Data'!S826,'CAS#check'!A$2:A$190,1,FALSE)","v":{"$error":"#N/A"}},1]
[null,null,{"$f":"VLOOKUP('1. Eff Raw Data'!S827,'CAS#check'!A$2:A$190,1,FALSE)","v":{"$error":"#N/A"}},1]
[null,null,{"$f":"VLOOKUP('1. Eff Raw Data'!S828,'CAS#check'!A$2:A$190,1,FALSE)","v":{"$error":"#N/A"}},1]
[null,null,{"$f":"VLOOKUP('1. Eff Raw Data'!S829,'CAS#check'!A$2:A$190,1,FALSE)","v":{"$error":"#N/A"}},1]
[null,null,{"$f":"VLOOKUP('1. Eff Raw Data'!S830,'CAS#check'!A$2:A$190,1,FALSE)","v":{"$error":"#N/A"}},1]
[null,null,{"$f":"VLOOKUP('1. Eff Raw Data'!S831,'CAS#check'!A$2:A$190,1,FALSE)","v":{"$error":"#N/A"}},1]
[null,null,{"$f":"VLOOKUP('1. Eff Raw Data'!S832,'CAS#check'!A$2:A$190,1,FALSE)","v":{"$error":"#N/A"}},1]
[null,null,{"$f":"VLOOKUP('1. Eff Raw Data'!S833,'CAS#check'!A$2:A$190,1,FALSE)","v":{"$error":"#N/A"}},1]
[null,null,{"$f":"VLOOKUP('1. Eff Raw Data'!S834,'CAS#check'!A$2:A$190,1,FALSE)","v":{"$error":"#N/A"}},1]
[null,null,{"$f":"VLOOKUP('1. Eff Raw Data'!S835,'CAS#check'!A$2:A$190,1,FALSE)","v":{"$error":"#N/A"}},1]
[null,null,{"$f":"VLOOKUP('1. Eff Raw Data'!S836,'CAS#check'!A$2:A$190,1,FALSE)","v":{"$error":"#N/A"}},1]
[null,null,{"$f":"VLOOKUP('1. Eff Raw Data'!S837,'CAS#check'!A$2:A$190,1,FALSE)","v":{"$error":"#N/A"}},{"$f":"IFERROR(_xlfn.IFNA(0*C837,1),0)","v":1}]
[null,null,{"$f":"VLOOKUP('1. Eff Raw Data'!S838,'CAS#check'!A$2:A$190,1,FALSE)","v":{"$error":"#N/A"}},1]
[null,null,{"$f":"VLOOKUP('1. Eff Raw Data'!S839,'CAS#check'!A$2:A$190,1,FALSE)","v":{"$error":"#N/A"}},1]
[null,null,{"$f":"VLOOKUP('1. Eff Raw Data'!S840,'CAS#check'!A$2:A$190,1,FALSE)","v":{"$error":"#N/A"}},1]
[null,null,{"$f":"VLOOKUP('1. Eff Raw Data'!S841,'CAS#check'!A$2:A$190,1,FALSE)","v":{"$error":"#N/A"}},1]
[null,null,{"$f":"VLOOKUP('1. Eff Raw Data'!S842,'CAS#check'!A$2:A$190,1,FALSE)","v":{"$error":"#N/A"}},1]
[null,null,{"$f":"VLOOKUP('1. Eff Raw Data'!S843,'CAS#check'!A$2:A$190,1,FALSE)","v":{"$error":"#N/A"}},1]
[null,null,{"$f":"VLOOKUP('1. Eff Raw Data'!S844,'CAS#check'!A$2:A$190,1,FALSE)","v":{"$error":"#N/A"}},1]
[null,null,{"$f":"VLOOKUP('1. Eff Raw Data'!S845,'CAS#check'!A$2:A$190,1,FALSE)","v":{"$error":"#N/A"}},1]
[null,null,{"$f":"VLOOKUP('1. Eff Raw Data'!S846,'CAS#check'!A$2:A$190,1,FALSE)","v":{"$error":"#N/A"}},1]
[null,null,{"$f":"VLOOKUP('1. Eff Raw Data'!S847,'CAS#check'!A$2:A$190,1,FALSE)","v":{"$error":"#N/A"}},1]
[null,null,{"$f":"VLOOKUP('1. Eff Raw Data'!S848,'CAS#check'!A$2:A$190,1,FALSE)","v":{"$error":"#N/A"}},1]
[null,null,{"$f":"VLOOKUP('1. Eff Raw Data'!S849,'CAS#check'!A$2:A$190,1,FALSE)","v":{"$error":"#N/A"}},1]
[null,null,{"$f":"VLOOKUP('1. Eff Raw Data'!S850,'CAS#check'!A$2:A$190,1,FALSE)","v":{"$error":"#N/A"}},1]
[null,null,{"$f":"VLOOKUP('1. Eff Raw Data'!S851,'CAS#check'!A$2:A$190,1,FALSE)","v":{"$error":"#N/A"}},1]
[null,null,{"$f":"VLOOKUP('1. Eff Raw Data'!S852,'CAS#check'!A$2:A$190,1,FALSE)","v":{"$error":"#N/A"}},1]
[null,null,{"$f":"VLOOKUP('1. Eff Raw Data'!S853,'CAS#check'!A$2:A$190,1,FALSE)","v":{"$error":"#N/A"}},1]
[null,null,{"$f":"VLOOKUP('1. Eff Raw Data'!S854,'CAS#check'!A$2:A$190,1,FALSE)","v":{"$error":"#N/A"}},1]
[null,null,{"$f":"VLOOKUP('1. Eff Raw Data'!S855,'CAS#check'!A$2:A$190,1,FALSE)","v":{"$error":"#N/A"}},1]
[null,null,{"$f":"VLOOKUP('1. Eff Raw Data'!S856,'CAS#check'!A$2:A$190,1,FALSE)","v":{"$error":"#N/A"}},1]
[null,null,{"$f":"VLOOKUP('1. Eff Raw Data'!S857,'CAS#check'!A$2:A$190,1,FALSE)","v":{"$error":"#N/A"}},1]
[null,null,{"$f":"VLOOKUP('1. Eff Raw Data'!S858,'CAS#check'!A$2:A$190,1,FALSE)","v":{"$error":"#N/A"}},1]
[null,null,{"$f":"VLOOKUP('1. Eff Raw Data'!S859,'CAS#check'!A$2:A$190,1,FALSE)","v":{"$error":"#N/A"}},1]
[null,null,{"$f":"VLOOKUP('1. Eff Raw Data'!S860,'CAS#check'!A$2:A$190,1,FALSE)","v":{"$error":"#N/A"}},1]
[null,null,{"$f":"VLOOKUP('1. Eff Raw Data'!S861,'CAS#check'!A$2:A$190,1,FALSE)","v":{"$error":"#N/A"}},1]
[null,null,{"$f":"VLOOKUP('1. Eff Raw Data'!S862,'CAS#check'!A$2:A$190,1,FALSE)","v":{"$error":"#N/A"}},1]
[null,null,{"$f":"VLOOKUP('1. Eff Raw Data'!S863,'CAS#check'!A$2:A$190,1,FALSE)","v":{"$error":"#N/A"}},1]
[null,null,{"$f":"VLOOKUP('1. Eff Raw Data'!S864,'CAS#check'!A$2:A$190,1,FALSE)","v":{"$error":"#N/A"}},1]
[null,null,{"$f":"VLOOKUP('1. Eff Raw Data'!S865,'CAS#check'!A$2:A$190,1,FALSE)","v":{"$error":"#N/A"}},1]
[null,null,{"$f":"VLOOKUP('1. Eff Raw Data'!S866,'CAS#check'!A$2:A$190,1,FALSE)","v":{"$error":"#N/A"}},1]
[null,null,{"$f":"VLOOKUP('1. Eff Raw Data'!S867,'CAS#check'!A$2:A$190,1,FALSE)","v":{"$error":"#N/A"}},1]
[null,null,{"$f":"VLOOKUP('1. Eff Raw Data'!S868,'CAS#check'!A$2:A$190,1,FALSE)","v":{"$error":"#N/A"}},1]
[null,null,{"$f":"VLOOKUP('1. Eff Raw Data'!S869,'CAS#check'!A$2:A$190,1,FALSE)","v":{"$error":"#N/A"}},1]
[null,null,{"$f":"VLOOKUP('1. Eff Raw Data'!S870,'CAS#check'!A$2:A$190,1,FALSE)","v":{"$error":"#N/A"}},1]
[null,null,{"$f":"VLOOKUP('1. Eff Raw Data'!S871,'CAS#check'!A$2:A$190,1,FALSE)","v":{"$error":"#N/A"}},1]
[null,null,{"$f":"VLOOKUP('1. Eff Raw Data'!S872,'CAS#check'!A$2:A$190,1,FALSE)","v":{"$error":"#N/A"}},1]
[null,null,{"$f":"VLOOKUP('1. Eff Raw Data'!S873,'CAS#check'!A$2:A$190,1,FALSE)","v":{"$error":"#N/A"}},1]
[null,null,{"$f":"VLOOKUP('1. Eff Raw Data'!S874,'CAS#check'!A$2:A$190,1,FALSE)","v":{"$error":"#N/A"}},1]
[null,null,{"$f":"VLOOKUP('1. Eff Raw Data'!S875,'CAS#check'!A$2:A$190,1,FALSE)","v":{"$error":"#N/A"}},1]
[null,null,{"$f":"VLOOKUP('1. Eff Raw Data'!S876,'CAS#check'!A$2:A$190,1,FALSE)","v":{"$error":"#N/A"}},1]
[null,null,{"$f":"VLOOKUP('1. Eff Raw Data'!S877,'CAS#check'!A$2:A$190,1,FALSE)","v":{"$error":"#N/A"}},1]
[null,null,{"$f":"VLOOKUP('1. Eff Raw Data'!S878,'CAS#check'!A$2:A$190,1,FALSE)","v":{"$error":"#N/A"}},1]
[null,null,{"$f":"VLOOKUP('1. Eff Raw Data'!S879,'CAS#check'!A$2:A$190,1,FALSE)","v":{"$error":"#N/A"}},1]
[null,null,{"$f":"VLOOKUP('1. Eff Raw Data'!S880,'CAS#check'!A$2:A$190,1,FALSE)","v":{"$error":"#N/A"}},1]
[null,null,{"$f":"VLOOKUP('1. Eff Raw Data'!S881,'CAS#check'!A$2:A$190,1,FALSE)","v":{"$error":"#N/A"}},1]
[null,null,{"$f":"VLOOKUP('1. Eff Raw Data'!S882,'CAS#check'!A$2:A$190,1,FALSE)","v":{"$error":"#N/A"}},1]
[null,null,{"$f":"VLOOKUP('1. Eff Raw Data'!S883,'CAS#check'!A$2:A$190,1,FALSE)","v":{"$error":"#N/A"}},1]
[null,null,{"$f":"VLOOKUP('1. Eff Raw Data'!S884,'CAS#check'!A$2:A$190,1,FALSE)","v":{"$error":"#N/A"}},1]
[null,null,{"$f":"VLOOKUP('1. Eff Raw Data'!S885,'CAS#check'!A$2:A$190,1,FALSE)","v":{"$error":"#N/A"}},1]
[null,null,{"$f":"VLOOKUP('1. Eff Raw Data'!S886,'CAS#check'!A$2:A$190,1,FALSE)","v":{"$error":"#N/A"}},1]
[null,null,{"$f":"VLOOKUP('1. Eff Raw Data'!S887,'CAS#check'!A$2:A$190,1,FALSE)","v":{"$error":"#N/A"}},1]
[null,null,{"$f":"VLOOKUP('1. Eff Raw Data'!S888,'CAS#check'!A$2:A$190,1,FALSE)","v":{"$error":"#N/A"}},1]
[null,null,{"$f":"VLOOKUP('1. Eff Raw Data'!S889,'CAS#check'!A$2:A$190,1,FALSE)","v":{"$error":"#N/A"}},1]
[null,null,{"$f":"VLOOKUP('1. Eff Raw Data'!S890,'CAS#check'!A$2:A$190,1,FALSE)","v":{"$error":"#N/A"}},1]
[null,null,{"$f":"VLOOKUP('1. Eff Raw Data'!S891,'CAS#check'!A$2:A$190,1,FALSE)","v":{"$error":"#N/A"}},1]
[null,null,{"$f":"VLOOKUP('1. Eff Raw Data'!S892,'CAS#check'!A$2:A$190,1,FALSE)","v":{"$error":"#N/A"}},1]
[null,null,{"$f":"VLOOKUP('1. Eff Raw Data'!S893,'CAS#check'!A$2:A$190,1,FALSE)","v":{"$error":"#N/A"}},1]
[null,null,{"$f":"VLOOKUP('1. Eff Raw Data'!S894,'CAS#check'!A$2:A$190,1,FALSE)","v":{"$error":"#N/A"}},1]
[null,null,{"$f":"VLOOKUP('1. Eff Raw Data'!S895,'CAS#check'!A$2:A$190,1,FALSE)","v":{"$error":"#N/A"}},1]
[null,null,{"$f":"VLOOKUP('1. Eff Raw Data'!S896,'CAS#check'!A$2:A$190,1,FALSE)","v":{"$error":"#N/A"}},1]
[null,null,{"$f":"VLOOKUP('1. Eff Raw Data'!S897,'CAS#check'!A$2:A$190,1,FALSE)","v":{"$error":"#N/A"}},1]
[null,null,{"$f":"VLOOKUP('1. Eff Raw Data'!S898,'CAS#check'!A$2:A$190,1,FALSE)","v":{"$error":"#N/A"}},1]
[null,null,{"$f":"VLOOKUP('1. Eff Raw Data'!S899,'CAS#check'!A$2:A$190,1,FALSE)","v":{"$error":"#N/A"}},1]
[null,null,{"$f":"VLOOKUP('1. Eff Raw Data'!S900,'CAS#check'!A$2:A$190,1,FALSE)","v":{"$error":"#N/A"}},1]
[null,null,{"$f":"VLOOKUP('1. Eff Raw Data'!S901,'CAS#check'!A$2:A$190,1,FALSE)","v":{"$error":"#N/A"}},{"$f":"IFERROR(_xlfn.IFNA(0*C901,1),0)","v":1}]
[null,null,{"$f":"VLOOKUP('1. Eff Raw Data'!S902,'CAS#check'!A$2:A$190,1,FALSE)","v":{"$error":"#N/A"}},1]
[null,null,{"$f":"VLOOKUP('1. Eff Raw Data'!S903,'CAS#check'!A$2:A$190,1,FALSE)","v":{"$error":"#N/A"}},1]
[null,null,{"$f":"VLOOKUP('1. Eff Raw Data'!S904,'CAS#check'!A$2:A$190,1,FALSE)","v":{"$error":"#N/A"}},1]
[null,null,{"$f":"VLOOKUP('1. Eff Raw Data'!S905,'CAS#check'!A$2:A$190,1,FALSE)","v":{"$error":"#N/A"}},1]
[null,null,{"$f":"VLOOKUP('1. Eff Raw Data'!S906,'CAS#check'!A$2:A$190,1,FALSE)","v":{"$error":"#N/A"}},1]
[null,null,{"$f":"VLOOKUP('1. Eff Raw Data'!S907,'CAS#check'!A$2:A$190,1,FALSE)","v":{"$error":"#N/A"}},1]
[null,null,{"$f":"VLOOKUP('1. Eff Raw Data'!S908,'CAS#check'!A$2:A$190,1,FALSE)","v":{"$error":"#N/A"}},1]
[null,null,{"$f":"VLOOKUP('1. Eff Raw Data'!S909,'CAS#check'!A$2:A$190,1,FALSE)","v":{"$error":"#N/A"}},1]
[null,null,{"$f":"VLOOKUP('1. Eff Raw Data'!S910,'CAS#check'!A$2:A$190,1,FALSE)","v":{"$error":"#N/A"}},1]
[null,null,{"$f":"VLOOKUP('1. Eff Raw Data'!S911,'CAS#check'!A$2:A$190,1,FALSE)","v":{"$error":"#N/A"}},1]
[null,null,{"$f":"VLOOKUP('1. Eff Raw Data'!S912,'CAS#check'!A$2:A$190,1,FALSE)","v":{"$error":"#N/A"}},1]
[null,null,{"$f":"VLOOKUP('1. Eff Raw Data'!S913,'CAS#check'!A$2:A$190,1,FALSE)","v":{"$error":"#N/A"}},1]
[null,null,{"$f":"VLOOKUP('1. Eff Raw Data'!S914,'CAS#check'!A$2:A$190,1,FALSE)","v":{"$error":"#N/A"}},1]
[null,null,{"$f":"VLOOKUP('1. Eff Raw Data'!S915,'CAS#check'!A$2:A$190,1,FALSE)","v":{"$error":"#N/A"}},1]
[null,null,{"$f":"VLOOKUP('1. Eff Raw Data'!S916,'CAS#check'!A$2:A$190,1,FALSE)","v":{"$error":"#N/A"}},1]
[null,null,{"$f":"VLOOKUP('1. Eff Raw Data'!S917,'CAS#check'!A$2:A$190,1,FALSE)","v":{"$error":"#N/A"}},1]
[null,null,{"$f":"VLOOKUP('1. Eff Raw Data'!S918,'CAS#check'!A$2:A$190,1,FALSE)","v":{"$error":"#N/A"}},1]
[null,null,{"$f":"VLOOKUP('1. Eff Raw Data'!S919,'CAS#check'!A$2:A$190,1,FALSE)","v":{"$error":"#N/A"}},1]
[null,null,{"$f":"VLOOKUP('1. Eff Raw Data'!S920,'CAS#check'!A$2:A$190,1,FALSE)","v":{"$error":"#N/A"}},1]
[null,null,{"$f":"VLOOKUP('1. Eff Raw Data'!S921,'CAS#check'!A$2:A$190,1,FALSE)","v":{"$error":"#N/A"}},1]
[null,null,{"$f":"VLOOKUP('1. Eff Raw Data'!S922,'CAS#check'!A$2:A$190,1,FALSE)","v":{"$error":"#N/A"}},1]
[null,null,{"$f":"VLOOKUP('1. Eff Raw Data'!S923,'CAS#check'!A$2:A$190,1,FALSE)","v":{"$error":"#N/A"}},1]
[null,null,{"$f":"VLOOKUP('1. Eff Raw Data'!S924,'CAS#check'!A$2:A$190,1,FALSE)","v":{"$error":"#N/A"}},1]
[null,null,{"$f":"VLOOKUP('1. Eff Raw Data'!S925,'CAS#check'!A$2:A$190,1,FALSE)","v":{"$error":"#N/A"}},1]
[null,null,{"$f":"VLOOKUP('1. Eff Raw Data'!S926,'CAS#check'!A$2:A$190,1,FALSE)","v":{"$error":"#N/A"}},1]
[null,null,{"$f":"VLOOKUP('1. Eff Raw Data'!S927,'CAS#check'!A$2:A$190,1,FALSE)","v":{"$error":"#N/A"}},1]
[null,null,{"$f":"VLOOKUP('1. Eff Raw Data'!S928,'CAS#check'!A$2:A$190,1,FALSE)","v":{"$error":"#N/A"}},1]
[null,null,{"$f":"VLOOKUP('1. Eff Raw Data'!S929,'CAS#check'!A$2:A$190,1,FALSE)","v":{"$error":"#N/A"}},1]
[null,null,{"$f":"VLOOKUP('1. Eff Raw Data'!S930,'CAS#check'!A$2:A$190,1,FALSE)","v":{"$error":"#N/A"}},1]
[null,null,{"$f":"VLOOKUP('1. Eff Raw Data'!S931,'CAS#check'!A$2:A$190,1,FALSE)","v":{"$error":"#N/A"}},1]
[null,null,{"$f":"VLOOKUP('1. Eff Raw Data'!S932,'CAS#check'!A$2:A$190,1,FALSE)","v":{"$error":"#N/A"}},1]
[null,null,{"$f":"VLOOKUP('1. Eff Raw Data'!S933,'CAS#check'!A$2:A$190,1,FALSE)","v":{"$error":"#N/A"}},1]
[null,null,{"$f":"VLOOKUP('1. Eff Raw Data'!S934,'CAS#check'!A$2:A$190,1,FALSE)","v":{"$error":"#N/A"}},1]
[null,null,{"$f":"VLOOKUP('1. Eff Raw Data'!S935,'CAS#check'!A$2:A$190,1,FALSE)","v":{"$error":"#N/A"}},1]
[null,null,{"$f":"VLOOKUP('1. Eff Raw Data'!S936,'CAS#check'!A$2:A$190,1,FALSE)","v":{"$error":"#N/A"}},1]
[null,null,{"$f":"VLOOKUP('1. Eff Raw Data'!S937,'CAS#check'!A$2:A$190,1,FALSE)","v":{"$error":"#N/A"}},1]
[null,null,{"$f":"VLOOKUP('1. Eff Raw Data'!S938,'CAS#check'!A$2:A$190,1,FALSE)","v":{"$error":"#N/A"}},1]
[null,null,{"$f":"VLOOKUP('1. Eff Raw Data'!S939,'CAS#check'!A$2:A$190,1,FALSE)","v":{"$error":"#N/A"}},1]
[null,null,{"$f":"VLOOKUP('1. Eff Raw Data'!S940,'CAS#check'!A$2:A$190,1,FALSE)","v":{"$error":"#N/A"}},1]
[null,null,{"$f":"VLOOKUP('1. Eff Raw Data'!S941,'CAS#check'!A$2:A$190,1,FALSE)","v":{"$error":"#N/A"}},1]
[null,null,{"$f":"VLOOKUP('1. Eff Raw Data'!S942,'CAS#check'!A$2:A$190,1,FALSE)","v":{"$error":"#N/A"}},1]
[null,null,{"$f":"VLOOKUP('1. Eff Raw Data'!S943,'CAS#check'!A$2:A$190,1,FALSE)","v":{"$error":"#N/A"}},1]
[null,null,{"$f":"VLOOKUP('1. Eff Raw Data'!S944,'CAS#check'!A$2:A$190,1,FALSE)","v":{"$error":"#N/A"}},1]
[null,null,{"$f":"VLOOKUP('1. Eff Raw Data'!S945,'CAS#check'!A$2:A$190,1,FALSE)","v":{"$error":"#N/A"}},1]
[null,null,{"$f":"VLOOKUP('1. Eff Raw Data'!S946,'CAS#check'!A$2:A$190,1,FALSE)","v":{"$error":"#N/A"}},1]
[null,null,{"$f":"VLOOKUP('1. Eff Raw Data'!S947,'CAS#check'!A$2:A$190,1,FALSE)","v":{"$error":"#N/A"}},1]
[null,null,{"$f":"VLOOKUP('1. Eff Raw Data'!S948,'CAS#check'!A$2:A$190,1,FALSE)","v":{"$error":"#N/A"}},1]
[null,null,{"$f":"VLOOKUP('1. Eff Raw Data'!S949,'CAS#check'!A$2:A$190,1,FALSE)","v":{"$error":"#N/A"}},1]
[null,null,{"$f":"VLOOKUP('1. Eff Raw Data'!S950,'CAS#check'!A$2:A$190,1,FALSE)","v":{"$error":"#N/A"}},1]
[null,null,{"$f":"VLOOKUP('1. Eff Raw Data'!S951,'CAS#check'!A$2:A$190,1,FALSE)","v":{"$error":"#N/A"}},1]
[null,null,{"$f":"VLOOKUP('1. Eff Raw Data'!S952,'CAS#check'!A$2:A$190,1,FALSE)","v":{"$error":"#N/A"}},1]
[null,null,{"$f":"VLOOKUP('1. Eff Raw Data'!S953,'CAS#check'!A$2:A$190,1,FALSE)","v":{"$error":"#N/A"}},1]
[null,null,{"$f":"VLOOKUP('1. Eff Raw Data'!S954,'CAS#check'!A$2:A$190,1,FALSE)","v":{"$error":"#N/A"}},1]
[null,null,{"$f":"VLOOKUP('1. Eff Raw Data'!S955,'CAS#check'!A$2:A$190,1,FALSE)","v":{"$error":"#N/A"}},1]
[null,null,{"$f":"VLOOKUP('1. Eff Raw Data'!S956,'CAS#check'!A$2:A$190,1,FALSE)","v":{"$error":"#N/A"}},1]
[null,null,{"$f":"VLOOKUP('1. Eff Raw Data'!S957,'CAS#check'!A$2:A$190,1,FALSE)","v":{"$error":"#N/A"}},1]
[null,null,{"$f":"VLOOKUP('1. Eff Raw Data'!S958,'CAS#check'!A$2:A$190,1,FALSE)","v":{"$error":"#N/A"}},1]
[null,null,{"$f":"VLOOKUP('1. Eff Raw Data'!S959,'CAS#check'!A$2:A$190,1,FALSE)","v":{"$error":"#N/A"}},1]
[null,null,{"$f":"VLOOKUP('1. Eff Raw Data'!S960,'CAS#check'!A$2:A$190,1,FALSE)","v":{"$error":"#N/A"}},1]
[null,null,{"$f":"VLOOKUP('1. Eff Raw Data'!S961,'CAS#check'!A$2:A$190,1,FALSE)","v":{"$error":"#N/A"}},1]
[null,null,{"$f":"VLOOKUP('1. Eff Raw Data'!S962,'CAS#check'!A$2:A$190,1,FALSE)","v":{"$error":"#N/A"}},1]
[null,null,{"$f":"VLOOKUP('1. Eff Raw Data'!S963,'CAS#check'!A$2:A$190,1,FALSE)","v":{"$error":"#N/A"}},1]
[null,null,{"$f":"VLOOKUP('1. Eff Raw Data'!S964,'CAS#check'!A$2:A$190,1,FALSE)","v":{"$error":"#N/A"}},1]
[null,null,{"$f":"VLOOKUP('1. Eff Raw Data'!S965,'CAS#check'!A$2:A$190,1,FALSE)","v":{"$error":"#N/A"}},{"$f":"IFERROR(_xlfn.IFNA(0*C965,1),0)","v":1}]
[null,null,{"$f":"VLOOKUP('1. Eff Raw Data'!S966,'CAS#check'!A$2:A$190,1,FALSE)","v":{"$error":"#N/A"}},1]
[null,null,{"$f":"VLOOKUP('1. Eff Raw Data'!S967,'CAS#check'!A$2:A$190,1,FALSE)","v":{"$error":"#N/A"}},1]
[null,null,{"$f":"VLOOKUP('1. Eff Raw Data'!S968,'CAS#check'!A$2:A$190,1,FALSE)","v":{"$error":"#N/A"}},1]
[null,null,{"$f":"VLOOKUP('1. Eff Raw Data'!S969,'CAS#check'!A$2:A$190,1,FALSE)","v":{"$error":"#N/A"}},1]
[null,null,{"$f":"VLOOKUP('1. Eff Raw Data'!S970,'CAS#check'!A$2:A$190,1,FALSE)","v":{"$error":"#N/A"}},1]
[null,null,{"$f":"VLOOKUP('1. Eff Raw Data'!S971,'CAS#check'!A$2:A$190,1,FALSE)","v":{"$error":"#N/A"}},1]
[null,null,{"$f":"VLOOKUP('1. Eff Raw Data'!S972,'CAS#check'!A$2:A$190,1,FALSE)","v":{"$error":"#N/A"}},1]
[null,null,{"$f":"VLOOKUP('1. Eff Raw Data'!S973,'CAS#check'!A$2:A$190,1,FALSE)","v":{"$error":"#N/A"}},1]
[null,null,{"$f":"VLOOKUP('1. Eff Raw Data'!S974,'CAS#check'!A$2:A$190,1,FALSE)","v":{"$error":"#N/A"}},1]
[null,null,{"$f":"VLOOKUP('1. Eff Raw Data'!S975,'CAS#check'!A$2:A$190,1,FALSE)","v":{"$error":"#N/A"}},1]
[null,null,{"$f":"VLOOKUP('1. Eff Raw Data'!S976,'CAS#check'!A$2:A$190,1,FALSE)","v":{"$error":"#N/A"}},1]
[null,null,{"$f":"VLOOKUP('1. Eff Raw Data'!S977,'CAS#check'!A$2:A$190,1,FALSE)","v":{"$error":"#N/A"}},1]
[null,null,{"$f":"VLOOKUP('1. Eff Raw Data'!S978,'CAS#check'!A$2:A$190,1,FALSE)","v":{"$error":"#N/A"}},1]
[null,null,{"$f":"VLOOKUP('1. Eff Raw Data'!S979,'CAS#check'!A$2:A$190,1,FALSE)","v":{"$error":"#N/A"}},1]
[null,null,{"$f":"VLOOKUP('1. Eff Raw Data'!S980,'CAS#check'!A$2:A$190,1,FALSE)","v":{"$error":"#N/A"}},1]
[null,null,{"$f":"VLOOKUP('1. Eff Raw Data'!S981,'CAS#check'!A$2:A$190,1,FALSE)","v":{"$error":"#N/A"}},1]
[null,null,{"$f":"VLOOKUP('1. Eff Raw Data'!S982,'CAS#check'!A$2:A$190,1,FALSE)","v":{"$error":"#N/A"}},1]
[null,null,{"$f":"VLOOKUP('1. Eff Raw Data'!S983,'CAS#check'!A$2:A$190,1,FALSE)","v":{"$error":"#N/A"}},1]
[null,null,{"$f":"VLOOKUP('1. Eff Raw Data'!S984,'CAS#check'!A$2:A$190,1,FALSE)","v":{"$error":"#N/A"}},1]
[null,null,{"$f":"VLOOKUP('1. Eff Raw Data'!S985,'CAS#check'!A$2:A$190,1,FALSE)","v":{"$error":"#N/A"}},1]
[null,null,{"$f":"VLOOKUP('1. Eff Raw Data'!S986,'CAS#check'!A$2:A$190,1,FALSE)","v":{"$error":"#N/A"}},1]
[null,null,{"$f":"VLOOKUP('1. Eff Raw Data'!S987,'CAS#check'!A$2:A$190,1,FALSE)","v":{"$error":"#N/A"}},1]
[null,null,{"$f":"VLOOKUP('1. Eff Raw Data'!S988,'CAS#check'!A$2:A$190,1,FALSE)","v":{"$error":"#N/A"}},1]
[null,null,{"$f":"VLOOKUP('1. Eff Raw Data'!S989,'CAS#check'!A$2:A$190,1,FALSE)","v":{"$error":"#N/A"}},1]
[null,null,{"$f":"VLOOKUP('1. Eff Raw Data'!S990,'CAS#check'!A$2:A$190,1,FALSE)","v":{"$error":"#N/A"}},1]
[null,null,{"$f":"VLOOKUP('1. Eff Raw Data'!S991,'CAS#check'!A$2:A$190,1,FALSE)","v":{"$error":"#N/A"}},1]
[null,null,{"$f":"VLOOKUP('1. Eff Raw Data'!S992,'CAS#check'!A$2:A$190,1,FALSE)","v":{"$error":"#N/A"}},1]
[null,null,{"$f":"VLOOKUP('1. Eff Raw Data'!S993,'CAS#check'!A$2:A$190,1,FALSE)","v":{"$error":"#N/A"}},1]
[null,null,{"$f":"VLOOKUP('1. Eff Raw Data'!S994,'CAS#check'!A$2:A$190,1,FALSE)","v":{"$error":"#N/A"}},1]
[null,null,{"$f":"VLOOKUP('1. Eff Raw Data'!S995,'CAS#check'!A$2:A$190,1,FALSE)","v":{"$error":"#N/A"}},1]
[null,null,{"$f":"VLOOKUP('1. Eff Raw Data'!S996,'CAS#check'!A$2:A$190,1,FALSE)","v":{"$error":"#N/A"}},1]
[null,null,{"$f":"VLOOKUP('1. Eff Raw Data'!S997,'CAS#check'!A$2:A$190,1,FALSE)","v":{"$error":"#N/A"}},1]
[null,null,{"$f":"VLOOKUP('1. Eff Raw Data'!S998,'CAS#check'!A$2:A$190,1,FALSE)","v":{"$error":"#N/A"}},1]
[null,null,{"$f":"VLOOKUP('1. Eff Raw Data'!S999,'CAS#check'!A$2:A$190,1,FALSE)","v":{"$error":"#N/A"}},1]
[null,null,{"$f":"VLOOKUP('1. Eff Raw Data'!S1000,'CAS#check'!A$2:A$190,1,FALSE)","v":{"$error":"#N/A"}},1]
[null,null,{"$f":"VLOOKUP('1. Eff Raw Data'!S1001,'CAS#check'!A$2:A$190,1,FALSE)","v":{"$error":"#N/A"}},1]
[null,null,{"$f":"VLOOKUP('1. Eff Raw Data'!S1002,'CAS#check'!A$2:A$190,1,FALSE)","v":{"$error":"#N/A"}},1]
[null,null,{"$f":"VLOOKUP('1. Eff Raw Data'!S1003,'CAS#check'!A$2:A$190,1,FALSE)","v":{"$error":"#N/A"}},1]
[null,null,{"$f":"VLOOKUP('1. Eff Raw Data'!S1004,'CAS#check'!A$2:A$190,1,FALSE)","v":{"$error":"#N/A"}},1]
[null,null,{"$f":"VLOOKUP('1. Eff Raw Data'!S1005,'CAS#check'!A$2:A$190,1,FALSE)","v":{"$error":"#N/A"}},1]
[null,null,{"$f":"VLOOKUP('1. Eff Raw Data'!S1006,'CAS#check'!A$2:A$190,1,FALSE)","v":{"$error":"#N/A"}},1]
[null,null,{"$f":"VLOOKUP('1. Eff Raw Data'!S1007,'CAS#check'!A$2:A$190,1,FALSE)","v":{"$error":"#N/A"}},1]
[null,null,{"$f":"VLOOKUP('1. Eff Raw Data'!S1008,'CAS#check'!A$2:A$190,1,FALSE)","v":{"$error":"#N/A"}},1]
[null,null,{"$f":"VLOOKUP('1. Eff Raw Data'!S1009,'CAS#check'!A$2:A$190,1,FALSE)","v":{"$error":"#N/A"}},1]
[null,null,{"$f":"VLOOKUP('1. Eff Raw Data'!S1010,'CAS#check'!A$2:A$190,1,FALSE)","v":{"$error":"#N/A"}},1]
[null,null,{"$f":"VLOOKUP('1. Eff Raw Data'!S1011,'CAS#check'!A$2:A$190,1,FALSE)","v":{"$error":"#N/A"}},1]
[null,null,{"$f":"VLOOKUP('1. Eff Raw Data'!S1012,'CAS#check'!A$2:A$190,1,FALSE)","v":{"$error":"#N/A"}},1]
[null,null,{"$f":"VLOOKUP('1. Eff Raw Data'!S1013,'CAS#check'!A$2:A$190,1,FALSE)","v":{"$error":"#N/A"}},1]
[null,null,{"$f":"VLOOKUP('1. Eff Raw Data'!S1014,'CAS#check'!A$2:A$190,1,FALSE)","v":{"$error":"#N/A"}},1]
[null,null,{"$f":"VLOOKUP('1. Eff Raw Data'!S1015,'CAS#check'!A$2:A$190,1,FALSE)","v":{"$error":"#N/A"}},1]
[null,null,{"$f":"VLOOKUP('1. Eff Raw Data'!S1016,'CAS#check'!A$2:A$190,1,FALSE)","v":{"$error":"#N/A"}},1]
[null,null,{"$f":"VLOOKUP('1. Eff Raw Data'!S1017,'CAS#check'!A$2:A$190,1,FALSE)","v":{"$error":"#N/A"}},1]
[null,null,{"$f":"VLOOKUP('1. Eff Raw Data'!S1018,'CAS#check'!A$2:A$190,1,FALSE)","v":{"$error":"#N/A"}},1]
[null,null,{"$f":"VLOOKUP('1. Eff Raw Data'!S1019,'CAS#check'!A$2:A$190,1,FALSE)","v":{"$error":"#N/A"}},1]
[null,null,{"$f":"VLOOKUP('1. Eff Raw Data'!S1020,'CAS#check'!A$2:A$190,1,FALSE)","v":{"$error":"#N/A"}},1]
[null,null,{"$f":"VLOOKUP('1. Eff Raw Data'!S1021,'CAS#check'!A$2:A$190,1,FALSE)","v":{"$error":"#N/A"}},1]
[null,null,{"$f":"VLOOKUP('1. Eff Raw Data'!S1022,'CAS#check'!A$2:A$190,1,FALSE)","v":{"$error":"#N/A"}},1]
[null,null,{"$f":"VLOOKUP('1. Eff Raw Data'!S1023,'CAS#check'!A$2:A$190,1,FALSE)","v":{"$error":"#N/A"}},1]
[null,null,{"$f":"VLOOKUP('1. Eff Raw Data'!S1024,'CAS#check'!A$2:A$190,1,FALSE)","v":{"$error":"#N/A"}},1]
[null,null,{"$f":"VLOOKUP('1. Eff Raw Data'!S1025,'CAS#check'!A$2:A$190,1,FALSE)","v":{"$error":"#N/A"}},1]
[null,null,{"$f":"VLOOKUP('1. Eff Raw Data'!S1026,'CAS#check'!A$2:A$190,1,FALSE)","v":{"$error":"#N/A"}},1]
[null,null,{"$f":"VLOOKUP('1. Eff Raw Data'!S1027,'CAS#check'!A$2:A$190,1,FALSE)","v":{"$error":"#N/A"}},1]
[null,null,{"$f":"VLOOKUP('1. Eff Raw Data'!S1028,'CAS#check'!A$2:A$190,1,FALSE)","v":{"$error":"#N/A"}},1]
[null,null,{"$f":"VLOOKUP('1. Eff Raw Data'!S1029,'CAS#check'!A$2:A$190,1,FALSE)","v":{"$error":"#N/A"}},{"$f":"IFERROR(_xlfn.IFNA(0*C1029,1),0)","v":1}]
[null,null,{"$f":"VLOOKUP('1. Eff Raw Data'!S1030,'CAS#check'!A$2:A$190,1,FALSE)","v":{"$error":"#N/A"}},1]
[null,null,{"$f":"VLOOKUP('1. Eff Raw Data'!S1031,'CAS#check'!A$2:A$190,1,FALSE)","v":{"$error":"#N/A"}},1]
[null,null,{"$f":"VLOOKUP('1. Eff Raw Data'!S1032,'CAS#check'!A$2:A$190,1,FALSE)","v":{"$error":"#N/A"}},1]
[null,null,{"$f":"VLOOKUP('1. Eff Raw Data'!S1033,'CAS#check'!A$2:A$190,1,FALSE)","v":{"$error":"#N/A"}},1]
[null,null,{"$f":"VLOOKUP('1. Eff Raw Data'!S1034,'CAS#check'!A$2:A$190,1,FALSE)","v":{"$error":"#N/A"}},1]
[null,null,{"$f":"VLOOKUP('1. Eff Raw Data'!S1035,'CAS#check'!A$2:A$190,1,FALSE)","v":{"$error":"#N/A"}},1]
[null,null,{"$f":"VLOOKUP('1. Eff Raw Data'!S1036,'CAS#check'!A$2:A$190,1,FALSE)","v":{"$error":"#N/A"}},1]
[null,null,{"$f":"VLOOKUP('1. Eff Raw Data'!S1037,'CAS#check'!A$2:A$190,1,FALSE)","v":{"$error":"#N/A"}},1]
[null,null,{"$f":"VLOOKUP('1. Eff Raw Data'!S1038,'CAS#check'!A$2:A$190,1,FALSE)","v":{"$error":"#N/A"}},1]
[null,null,{"$f":"VLOOKUP('1. Eff Raw Data'!S1039,'CAS#check'!A$2:A$190,1,FALSE)","v":{"$error":"#N/A"}},1]
[null,null,{"$f":"VLOOKUP('1. Eff Raw Data'!S1040,'CAS#check'!A$2:A$190,1,FALSE)","v":{"$error":"#N/A"}},1]
[null,null,{"$f":"VLOOKUP('1. Eff Raw Data'!S1041,'CAS#check'!A$2:A$190,1,FALSE)","v":{"$error":"#N/A"}},1]
[null,null,{"$f":"VLOOKUP('1. Eff Raw Data'!S1042,'CAS#check'!A$2:A$190,1,FALSE)","v":{"$error":"#N/A"}},1]
[null,null,{"$f":"VLOOKUP('1. Eff Raw Data'!S1043,'CAS#check'!A$2:A$190,1,FALSE)","v":{"$error":"#N/A"}},1]
[null,null,{"$f":"VLOOKUP('1. Eff Raw Data'!S1044,'CAS#check'!A$2:A$190,1,FALSE)","v":{"$error":"#N/A"}},1]
[null,null,{"$f":"VLOOKUP('1. Eff Raw Data'!S1045,'CAS#check'!A$2:A$190,1,FALSE)","v":{"$error":"#N/A"}},1]
[null,null,{"$f":"VLOOKUP('1. Eff Raw Data'!S1046,'CAS#check'!A$2:A$190,1,FALSE)","v":{"$error":"#N/A"}},1]
[null,null,{"$f":"VLOOKUP('1. Eff Raw Data'!S1047,'CAS#check'!A$2:A$190,1,FALSE)","v":{"$error":"#N/A"}},1]
[null,null,{"$f":"VLOOKUP('1. Eff Raw Data'!S1048,'CAS#check'!A$2:A$190,1,FALSE)","v":{"$error":"#N/A"}},1]
[null,null,{"$f":"VLOOKUP('1. Eff Raw Data'!S1049,'CAS#check'!A$2:A$190,1,FALSE)","v":{"$error":"#N/A"}},1]
[null,null,{"$f":"VLOOKUP('1. Eff Raw Data'!S1050,'CAS#check'!A$2:A$190,1,FALSE)","v":{"$error":"#N/A"}},1]
[null,null,{"$f":"VLOOKUP('1. Eff Raw Data'!S1051,'CAS#check'!A$2:A$190,1,FALSE)","v":{"$error":"#N/A"}},1]
[null,null,{"$f":"VLOOKUP('1. Eff Raw Data'!S1052,'CAS#check'!A$2:A$190,1,FALSE)","v":{"$error":"#N/A"}},1]
[null,null,{"$f":"VLOOKUP('1. Eff Raw Data'!S1053,'CAS#check'!A$2:A$190,1,FALSE)","v":{"$error":"#N/A"}},1]
[null,null,{"$f":"VLOOKUP('1. Eff Raw Data'!S1054,'CAS#check'!A$2:A$190,1,FALSE)","v":{"$error":"#N/A"}},1]
[null,null,{"$f":"VLOOKUP('1. Eff Raw Data'!S1055,'CAS#check'!A$2:A$190,1,FALSE)","v":{"$error":"#N/A"}},1]
[null,null,{"$f":"VLOOKUP('1. Eff Raw Data'!S1056,'CAS#check'!A$2:A$190,1,FALSE)","v":{"$error":"#N/A"}},1]
[null,null,{"$f":"VLOOKUP('1. Eff Raw Data'!S1057,'CAS#check'!A$2:A$190,1,FALSE)","v":{"$error":"#N/A"}},1]
[null,null,{"$f":"VLOOKUP('1. Eff Raw Data'!S1058,'CAS#check'!A$2:A$190,1,FALSE)","v":{"$error":"#N/A"}},1]
[null,null,{"$f":"VLOOKUP('1. Eff Raw Data'!S1059,'CAS#check'!A$2:A$190,1,FALSE)","v":{"$error":"#N/A"}},1]
[null,null,{"$f":"VLOOKUP('1. Eff Raw Data'!S1060,'CAS#check'!A$2:A$190,1,FALSE)","v":{"$error":"#N/A"}},1]
[null,null,{"$f":"VLOOKUP('1. Eff Raw Data'!S1061,'CAS#check'!A$2:A$190,1,FALSE)","v":{"$error":"#N/A"}},1]
[null,null,{"$f":"VLOOKUP('1. Eff Raw Data'!S1062,'CAS#check'!A$2:A$190,1,FALSE)","v":{"$error":"#N/A"}},1]
[null,null,{"$f":"VLOOKUP('1. Eff Raw Data'!S1063,'CAS#check'!A$2:A$190,1,FALSE)","v":{"$error":"#N/A"}},1]
[null,null,{"$f":"VLOOKUP('1. Eff Raw Data'!S1064,'CAS#check'!A$2:A$190,1,FALSE)","v":{"$error":"#N/A"}},1]
[null,null,{"$f":"VLOOKUP('1. Eff Raw Data'!S1065,'CAS#check'!A$2:A$190,1,FALSE)","v":{"$error":"#N/A"}},1]
[null,null,{"$f":"VLOOKUP('1. Eff Raw Data'!S1066,'CAS#check'!A$2:A$190,1,FALSE)","v":{"$error":"#N/A"}},1]
[null,null,{"$f":"VLOOKUP('1. Eff Raw Data'!S1067,'CAS#check'!A$2:A$190,1,FALSE)","v":{"$error":"#N/A"}},1]
[null,null,{"$f":"VLOOKUP('1. Eff Raw Data'!S1068,'CAS#check'!A$2:A$190,1,FALSE)","v":{"$error":"#N/A"}},1]
[null,null,{"$f":"VLOOKUP('1. Eff Raw Data'!S1069,'CAS#check'!A$2:A$190,1,FALSE)","v":{"$error":"#N/A"}},1]
[null,null,{"$f":"VLOOKUP('1. Eff Raw Data'!S1070,'CAS#check'!A$2:A$190,1,FALSE)","v":{"$error":"#N/A"}},1]
[null,null,{"$f":"VLOOKUP('1. Eff Raw Data'!S1071,'CAS#check'!A$2:A$190,1,FALSE)","v":{"$error":"#N/A"}},1]
[null,null,{"$f":"VLOOKUP('1. Eff Raw Data'!S1072,'CAS#check'!A$2:A$190,1,FALSE)","v":{"$error":"#N/A"}},1]
[null,null,{"$f":"VLOOKUP('1. Eff Raw Data'!S1073,'CAS#check'!A$2:A$190,1,FALSE)","v":{"$error":"#N/A"}},1]
[null,null,{"$f":"VLOOKUP('1. Eff Raw Data'!S1074,'CAS#check'!A$2:A$190,1,FALSE)","v":{"$error":"#N/A"}},1]
[null,null,{"$f":"VLOOKUP('1. Eff Raw Data'!S1075,'CAS#check'!A$2:A$190,1,FALSE)","v":{"$error":"#N/A"}},1]
[null,null,{"$f":"VLOOKUP('1. Eff Raw Data'!S1076,'CAS#check'!A$2:A$190,1,FALSE)","v":{"$error":"#N/A"}},1]
[null,null,{"$f":"VLOOKUP('1. Eff Raw Data'!S1077,'CAS#check'!A$2:A$190,1,FALSE)","v":{"$error":"#N/A"}},1]
[null,null,{"$f":"VLOOKUP('1. Eff Raw Data'!S1078,'CAS#check'!A$2:A$190,1,FALSE)","v":{"$error":"#N/A"}},1]
[null,null,{"$f":"VLOOKUP('1. Eff Raw Data'!S1079,'CAS#check'!A$2:A$190,1,FALSE)","v":{"$error":"#N/A"}},1]
[null,null,{"$f":"VLOOKUP('1. Eff Raw Data'!S1080,'CAS#check'!A$2:A$190,1,FALSE)","v":{"$error":"#N/A"}},1]
[null,null,{"$f":"VLOOKUP('1. Eff Raw Data'!S1081,'CAS#check'!A$2:A$190,1,FALSE)","v":{"$error":"#N/A"}},1]
[null,null,{"$f":"VLOOKUP('1. Eff Raw Data'!S1082,'CAS#check'!A$2:A$190,1,FALSE)","v":{"$error":"#N/A"}},1]
[null,null,{"$f":"VLOOKUP('1. Eff Raw Data'!S1083,'CAS#check'!A$2:A$190,1,FALSE)","v":{"$error":"#N/A"}},1]
[null,null,{"$f":"VLOOKUP('1. Eff Raw Data'!S1084,'CAS#check'!A$2:A$190,1,FALSE)","v":{"$error":"#N/A"}},1]
[null,null,{"$f":"VLOOKUP('1. Eff Raw Data'!S1085,'CAS#check'!A$2:A$190,1,FALSE)","v":{"$error":"#N/A"}},1]
[null,null,{"$f":"VLOOKUP('1. Eff Raw Data'!S1086,'CAS#check'!A$2:A$190,1,FALSE)","v":{"$error":"#N/A"}},1]
[null,null,{"$f":"VLOOKUP('1. Eff Raw Data'!S1087,'CAS#check'!A$2:A$190,1,FALSE)","v":{"$error":"#N/A"}},1]
[null,null,{"$f":"VLOOKUP('1. Eff Raw Data'!S1088,'CAS#check'!A$2:A$190,1,FALSE)","v":{"$error":"#N/A"}},1]
[null,null,{"$f":"VLOOKUP('1. Eff Raw Data'!S1089,'CAS#check'!A$2:A$190,1,FALSE)","v":{"$error":"#N/A"}},1]
[null,null,{"$f":"VLOOKUP('1. Eff Raw Data'!S1090,'CAS#check'!A$2:A$190,1,FALSE)","v":{"$error":"#N/A"}},1]
[null,null,{"$f":"VLOOKUP('1. Eff Raw Data'!S1091,'CAS#check'!A$2:A$190,1,FALSE)","v":{"$error":"#N/A"}},1]
[null,null,{"$f":"VLOOKUP('1. Eff Raw Data'!S1092,'CAS#check'!A$2:A$190,1,FALSE)","v":{"$error":"#N/A"}},1]
[null,null,{"$f":"VLOOKUP('1. Eff Raw Data'!S1093,'CAS#check'!A$2:A$190,1,FALSE)","v":{"$error":"#N/A"}},{"$f":"IFERROR(_xlfn.IFNA(0*C1093,1),0)","v":1}]
[null,null,{"$f":"VLOOKUP('1. Eff Raw Data'!S1094,'CAS#check'!A$2:A$190,1,FALSE)","v":{"$error":"#N/A"}},1]
[null,null,{"$f":"VLOOKUP('1. Eff Raw Data'!S1095,'CAS#check'!A$2:A$190,1,FALSE)","v":{"$error":"#N/A"}},1]
[null,null,{"$f":"VLOOKUP('1. Eff Raw Data'!S1096,'CAS#check'!A$2:A$190,1,FALSE)","v":{"$error":"#N/A"}},1]
[null,null,{"$f":"VLOOKUP('1. Eff Raw Data'!S1097,'CAS#check'!A$2:A$190,1,FALSE)","v":{"$error":"#N/A"}},1]
[null,null,{"$f":"VLOOKUP('1. Eff Raw Data'!S1098,'CAS#check'!A$2:A$190,1,FALSE)","v":{"$error":"#N/A"}},1]
[null,null,{"$f":"VLOOKUP('1. Eff Raw Data'!S1099,'CAS#check'!A$2:A$190,1,FALSE)","v":{"$error":"#N/A"}},1]
[null,null,{"$f":"VLOOKUP('1. Eff Raw Data'!S1100,'CAS#check'!A$2:A$190,1,FALSE)","v":{"$error":"#N/A"}},1]
[null,null,{"$f":"VLOOKUP('1. Eff Raw Data'!S1101,'CAS#check'!A$2:A$190,1,FALSE)","v":{"$error":"#N/A"}},1]
[null,null,{"$f":"VLOOKUP('1. Eff Raw Data'!S1102,'CAS#check'!A$2:A$190,1,FALSE)","v":{"$error":"#N/A"}},1]
[null,null,{"$f":"VLOOKUP('1. Eff Raw Data'!S1103,'CAS#check'!A$2:A$190,1,FALSE)","v":{"$error":"#N/A"}},1]
[null,null,{"$f":"VLOOKUP('1. Eff Raw Data'!S1104,'CAS#check'!A$2:A$190,1,FALSE)","v":{"$error":"#N/A"}},1]
[null,null,{"$f":"VLOOKUP('1. Eff Raw Data'!S1105,'CAS#check'!A$2:A$190,1,FALSE)","v":{"$error":"#N/A"}},1]
[null,null,{"$f":"VLOOKUP('1. Eff Raw Data'!S1106,'CAS#check'!A$2:A$190,1,FALSE)","v":{"$error":"#N/A"}},1]
[null,null,{"$f":"VLOOKUP('1. Eff Raw Data'!S1107,'CAS#check'!A$2:A$190,1,FALSE)","v":{"$error":"#N/A"}},1]
[null,null,{"$f":"VLOOKUP('1. Eff Raw Data'!S1108,'CAS#check'!A$2:A$190,1,FALSE)","v":{"$error":"#N/A"}},1]
[null,null,{"$f":"VLOOKUP('1. Eff Raw Data'!S1109,'CAS#check'!A$2:A$190,1,FALSE)","v":{"$error":"#N/A"}},1]
[null,null,{"$f":"VLOOKUP('1. Eff Raw Data'!S1110,'CAS#check'!A$2:A$190,1,FALSE)","v":{"$error":"#N/A"}},1]
[null,null,{"$f":"VLOOKUP('1. Eff Raw Data'!S1111,'CAS#check'!A$2:A$190,1,FALSE)","v":{"$error":"#N/A"}},1]
[null,null,{"$f":"VLOOKUP('1. Eff Raw Data'!S1112,'CAS#check'!A$2:A$190,1,FALSE)","v":{"$error":"#N/A"}},1]
[null,null,{"$f":"VLOOKUP('1. Eff Raw Data'!S1113,'CAS#check'!A$2:A$190,1,FALSE)","v":{"$error":"#N/A"}},1]
[null,null,{"$f":"VLOOKUP('1. Eff Raw Data'!S1114,'CAS#check'!A$2:A$190,1,FALSE)","v":{"$error":"#N/A"}},1]
[null,null,{"$f":"VLOOKUP('1. Eff Raw Data'!S1115,'CAS#check'!A$2:A$190,1,FALSE)","v":{"$error":"#N/A"}},1]
[null,null,{"$f":"VLOOKUP('1. Eff Raw Data'!S1116,'CAS#check'!A$2:A$190,1,FALSE)","v":{"$error":"#N/A"}},1]
[null,null,{"$f":"VLOOKUP('1. Eff Raw Data'!S1117,'CAS#check'!A$2:A$190,1,FALSE)","v":{"$error":"#N/A"}},1]
[null,null,{"$f":"VLOOKUP('1. Eff Raw Data'!S1118,'CAS#check'!A$2:A$190,1,FALSE)","v":{"$error":"#N/A"}},1]
[null,null,{"$f":"VLOOKUP('1. Eff Raw Data'!S1119,'CAS#check'!A$2:A$190,1,FALSE)","v":{"$error":"#N/A"}},1]
[null,null,{"$f":"VLOOKUP('1. Eff Raw Data'!S1120,'CAS#check'!A$2:A$190,1,FALSE)","v":{"$error":"#N/A"}},1]
[null,null,{"$f":"VLOOKUP('1. Eff Raw Data'!S1121,'CAS#check'!A$2:A$190,1,FALSE)","v":{"$error":"#N/A"}},1]
[null,null,{"$f":"VLOOKUP('1. Eff Raw Data'!S1122,'CAS#check'!A$2:A$190,1,FALSE)","v":{"$error":"#N/A"}},1]
[null,null,{"$f":"VLOOKUP('1. Eff Raw Data'!S1123,'CAS#check'!A$2:A$190,1,FALSE)","v":{"$error":"#N/A"}},1]
[null,null,{"$f":"VLOOKUP('1. Eff Raw Data'!S1124,'CAS#check'!A$2:A$190,1,FALSE)","v":{"$error":"#N/A"}},1]
[null,null,{"$f":"VLOOKUP('1. Eff Raw Data'!S1125,'CAS#check'!A$2:A$190,1,FALSE)","v":{"$error":"#N/A"}},1]
[null,null,{"$f":"VLOOKUP('1. Eff Raw Data'!S1126,'CAS#check'!A$2:A$190,1,FALSE)","v":{"$error":"#N/A"}},1]
[null,null,{"$f":"VLOOKUP('1. Eff Raw Data'!S1127,'CAS#check'!A$2:A$190,1,FALSE)","v":{"$error":"#N/A"}},1]
[null,null,{"$f":"VLOOKUP('1. Eff Raw Data'!S1128,'CAS#check'!A$2:A$190,1,FALSE)","v":{"$error":"#N/A"}},1]
[null,null,{"$f":"VLOOKUP('1. Eff Raw Data'!S1129,'CAS#check'!A$2:A$190,1,FALSE)","v":{"$error":"#N/A"}},1]
[null,null,{"$f":"VLOOKUP('1. Eff Raw Data'!S1130,'CAS#check'!A$2:A$190,1,FALSE)","v":{"$error":"#N/A"}},1]
[null,null,{"$f":"VLOOKUP('1. Eff Raw Data'!S1131,'CAS#check'!A$2:A$190,1,FALSE)","v":{"$error":"#N/A"}},1]
[null,null,{"$f":"VLOOKUP('1. Eff Raw Data'!S1132,'CAS#check'!A$2:A$190,1,FALSE)","v":{"$error":"#N/A"}},1]
[null,null,{"$f":"VLOOKUP('1. Eff Raw Data'!S1133,'CAS#check'!A$2:A$190,1,FALSE)","v":{"$error":"#N/A"}},1]
[null,null,{"$f":"VLOOKUP('1. Eff Raw Data'!S1134,'CAS#check'!A$2:A$190,1,FALSE)","v":{"$error":"#N/A"}},1]
[null,null,{"$f":"VLOOKUP('1. Eff Raw Data'!S1135,'CAS#check'!A$2:A$190,1,FALSE)","v":{"$error":"#N/A"}},1]
[null,null,{"$f":"VLOOKUP('1. Eff Raw Data'!S1136,'CAS#check'!A$2:A$190,1,FALSE)","v":{"$error":"#N/A"}},1]
[null,null,{"$f":"VLOOKUP('1. Eff Raw Data'!S1137,'CAS#check'!A$2:A$190,1,FALSE)","v":{"$error":"#N/A"}},1]
[null,null,{"$f":"VLOOKUP('1. Eff Raw Data'!S1138,'CAS#check'!A$2:A$190,1,FALSE)","v":{"$error":"#N/A"}},1]
[null,null,{"$f":"VLOOKUP('1. Eff Raw Data'!S1139,'CAS#check'!A$2:A$190,1,FALSE)","v":{"$error":"#N/A"}},1]
[null,null,{"$f":"VLOOKUP('1. Eff Raw Data'!S1140,'CAS#check'!A$2:A$190,1,FALSE)","v":{"$error":"#N/A"}},1]
[null,null,{"$f":"VLOOKUP('1. Eff Raw Data'!S1141,'CAS#check'!A$2:A$190,1,FALSE)","v":{"$error":"#N/A"}},1]
[null,null,{"$f":"VLOOKUP('1. Eff Raw Data'!S1142,'CAS#check'!A$2:A$190,1,FALSE)","v":{"$error":"#N/A"}},1]
[null,null,{"$f":"VLOOKUP('1. Eff Raw Data'!S1143,'CAS#check'!A$2:A$190,1,FALSE)","v":{"$error":"#N/A"}},1]
[null,null,{"$f":"VLOOKUP('1. Eff Raw Data'!S1144,'CAS#check'!A$2:A$190,1,FALSE)","v":{"$error":"#N/A"}},1]
[null,null,{"$f":"VLOOKUP('1. Eff Raw Data'!S1145,'CAS#check'!A$2:A$190,1,FALSE)","v":{"$error":"#N/A"}},1]
[null,null,{"$f":"VLOOKUP('1. Eff Raw Data'!S1146,'CAS#check'!A$2:A$190,1,FALSE)","v":{"$error":"#N/A"}},1]
[null,null,{"$f":"VLOOKUP('1. Eff Raw Data'!S1147,'CAS#check'!A$2:A$190,1,FALSE)","v":{"$error":"#N/A"}},1]
[null,null,{"$f":"VLOOKUP('1. Eff Raw Data'!S1148,'CAS#check'!A$2:A$190,1,FALSE)","v":{"$error":"#N/A"}},1]
[null,null,{"$f":"VLOOKUP('1. Eff Raw Data'!S1149,'CAS#check'!A$2:A$190,1,FALSE)","v":{"$error":"#N/A"}},1]
[null,null,{"$f":"VLOOKUP('1. Eff Raw Data'!S1150,'CAS#check'!A$2:A$190,1,FALSE)","v":{"$error":"#N/A"}},1]
[null,null,{"$f":"VLOOKUP('1. Eff Raw Data'!S1151,'CAS#check'!A$2:A$190,1,FALSE)","v":{"$error":"#N/A"}},1]
[null,null,{"$f":"VLOOKUP('1. Eff Raw Data'!S1152,'CAS#check'!A$2:A$190,1,FALSE)","v":{"$error":"#N/A"}},1]
[null,null,{"$f":"VLOOKUP('1. Eff Raw Data'!S1153,'CAS#check'!A$2:A$190,1,FALSE)","v":{"$error":"#N/A"}},1]
[null,null,{"$f":"VLOOKUP('1. Eff Raw Data'!S1154,'CAS#check'!A$2:A$190,1,FALSE)","v":{"$error":"#N/A"}},1]
[null,null,{"$f":"VLOOKUP('1. Eff Raw Data'!S1155,'CAS#check'!A$2:A$190,1,FALSE)","v":{"$error":"#N/A"}},1]
[null,null,{"$f":"VLOOKUP('1. Eff Raw Data'!S1156,'CAS#check'!A$2:A$190,1,FALSE)","v":{"$error":"#N/A"}},1]
[null,null,{"$f":"VLOOKUP('1. Eff Raw Data'!S1157,'CAS#check'!A$2:A$190,1,FALSE)","v":{"$error":"#N/A"}},{"$f":"IFERROR(_xlfn.IFNA(0*C1157,1),0)","v":1}]
[null,null,{"$f":"VLOOKUP('1. Eff Raw Data'!S1158,'CAS#check'!A$2:A$190,1,FALSE)","v":{"$error":"#N/A"}},1]
[null,null,{"$f":"VLOOKUP('1. Eff Raw Data'!S1159,'CAS#check'!A$2:A$190,1,FALSE)","v":{"$error":"#N/A"}},1]
[null,null,{"$f":"VLOOKUP('1. Eff Raw Data'!S1160,'CAS#check'!A$2:A$190,1,FALSE)","v":{"$error":"#N/A"}},1]
[null,null,{"$f":"VLOOKUP('1. Eff Raw Data'!S1161,'CAS#check'!A$2:A$190,1,FALSE)","v":{"$error":"#N/A"}},1]
[null,null,{"$f":"VLOOKUP('1. Eff Raw Data'!S1162,'CAS#check'!A$2:A$190,1,FALSE)","v":{"$error":"#N/A"}},1]
[null,null,{"$f":"VLOOKUP('1. Eff Raw Data'!S1163,'CAS#check'!A$2:A$190,1,FALSE)","v":{"$error":"#N/A"}},1]
[null,null,{"$f":"VLOOKUP('1. Eff Raw Data'!S1164,'CAS#check'!A$2:A$190,1,FALSE)","v":{"$error":"#N/A"}},1]
[null,null,{"$f":"VLOOKUP('1. Eff Raw Data'!S1165,'CAS#check'!A$2:A$190,1,FALSE)","v":{"$error":"#N/A"}},1]
[null,null,{"$f":"VLOOKUP('1. Eff Raw Data'!S1166,'CAS#check'!A$2:A$190,1,FALSE)","v":{"$error":"#N/A"}},1]
[null,null,{"$f":"VLOOKUP('1. Eff Raw Data'!S1167,'CAS#check'!A$2:A$190,1,FALSE)","v":{"$error":"#N/A"}},1]
[null,null,{"$f":"VLOOKUP('1. Eff Raw Data'!S1168,'CAS#check'!A$2:A$190,1,FALSE)","v":{"$error":"#N/A"}},1]
[null,null,{"$f":"VLOOKUP('1. Eff Raw Data'!S1169,'CAS#check'!A$2:A$190,1,FALSE)","v":{"$error":"#N/A"}},1]
[null,null,{"$f":"VLOOKUP('1. Eff Raw Data'!S1170,'CAS#check'!A$2:A$190,1,FALSE)","v":{"$error":"#N/A"}},1]
[null,null,{"$f":"VLOOKUP('1. Eff Raw Data'!S1171,'CAS#check'!A$2:A$190,1,FALSE)","v":{"$error":"#N/A"}},1]
[null,null,{"$f":"VLOOKUP('1. Eff Raw Data'!S1172,'CAS#check'!A$2:A$190,1,FALSE)","v":{"$error":"#N/A"}},1]
[null,null,{"$f":"VLOOKUP('1. Eff Raw Data'!S1173,'CAS#check'!A$2:A$190,1,FALSE)","v":{"$error":"#N/A"}},1]
[null,null,{"$f":"VLOOKUP('1. Eff Raw Data'!S1174,'CAS#check'!A$2:A$190,1,FALSE)","v":{"$error":"#N/A"}},1]
[null,null,{"$f":"VLOOKUP('1. Eff Raw Data'!S1175,'CAS#check'!A$2:A$190,1,FALSE)","v":{"$error":"#N/A"}},1]
[null,null,{"$f":"VLOOKUP('1. Eff Raw Data'!S1176,'CAS#check'!A$2:A$190,1,FALSE)","v":{"$error":"#N/A"}},1]
[null,null,{"$f":"VLOOKUP('1. Eff Raw Data'!S1177,'CAS#check'!A$2:A$190,1,FALSE)","v":{"$error":"#N/A"}},1]
[null,null,{"$f":"VLOOKUP('1. Eff Raw Data'!S1178,'CAS#check'!A$2:A$190,1,FALSE)","v":{"$error":"#N/A"}},1]
[null,null,{"$f":"VLOOKUP('1. Eff Raw Data'!S1179,'CAS#check'!A$2:A$190,1,FALSE)","v":{"$error":"#N/A"}},1]
[null,null,{"$f":"VLOOKUP('1. Eff Raw Data'!S1180,'CAS#check'!A$2:A$190,1,FALSE)","v":{"$error":"#N/A"}},1]
[null,null,{"$f":"VLOOKUP('1. Eff Raw Data'!S1181,'CAS#check'!A$2:A$190,1,FALSE)","v":{"$error":"#N/A"}},1]
[null,null,{"$f":"VLOOKUP('1. Eff Raw Data'!S1182,'CAS#check'!A$2:A$190,1,FALSE)","v":{"$error":"#N/A"}},1]
[null,null,{"$f":"VLOOKUP('1. Eff Raw Data'!S1183,'CAS#check'!A$2:A$190,1,FALSE)","v":{"$error":"#N/A"}},1]
[null,null,{"$f":"VLOOKUP('1. Eff Raw Data'!S1184,'CAS#check'!A$2:A$190,1,FALSE)","v":{"$error":"#N/A"}},1]
[null,null,{"$f":"VLOOKUP('1. Eff Raw Data'!S1185,'CAS#check'!A$2:A$190,1,FALSE)","v":{"$error":"#N/A"}},1]
[null,null,{"$f":"VLOOKUP('1. Eff Raw Data'!S1186,'CAS#check'!A$2:A$190,1,FALSE)","v":{"$error":"#N/A"}},1]
[null,null,{"$f":"VLOOKUP('1. Eff Raw Data'!S1187,'CAS#check'!A$2:A$190,1,FALSE)","v":{"$error":"#N/A"}},1]
[null,null,{"$f":"VLOOKUP('1. Eff Raw Data'!S1188,'CAS#check'!A$2:A$190,1,FALSE)","v":{"$error":"#N/A"}},1]
[null,null,{"$f":"VLOOKUP('1. Eff Raw Data'!S1189,'CAS#check'!A$2:A$190,1,FALSE)","v":{"$error":"#N/A"}},1]
[null,null,{"$f":"VLOOKUP('1. Eff Raw Data'!S1190,'CAS#check'!A$2:A$190,1,FALSE)","v":{"$error":"#N/A"}},1]
[null,null,{"$f":"VLOOKUP('1. Eff Raw Data'!S1191,'CAS#check'!A$2:A$190,1,FALSE)","v":{"$error":"#N/A"}},1]
[null,null,{"$f":"VLOOKUP('1. Eff Raw Data'!S1192,'CAS#check'!A$2:A$190,1,FALSE)","v":{"$error":"#N/A"}},1]
[null,null,{"$f":"VLOOKUP('1. Eff Raw Data'!S1193,'CAS#check'!A$2:A$190,1,FALSE)","v":{"$error":"#N/A"}},1]
[null,null,{"$f":"VLOOKUP('1. Eff Raw Data'!S1194,'CAS#check'!A$2:A$190,1,FALSE)","v":{"$error":"#N/A"}},1]
[null,null,{"$f":"VLOOKUP('1. Eff Raw Data'!S1195,'CAS#check'!A$2:A$190,1,FALSE)","v":{"$error":"#N/A"}},1]
[null,null,{"$f":"VLOOKUP('1. Eff Raw Data'!S1196,'CAS#check'!A$2:A$190,1,FALSE)","v":{"$error":"#N/A"}},1]
[null,null,{"$f":"VLOOKUP('1. Eff Raw Data'!S1197,'CAS#check'!A$2:A$190,1,FALSE)","v":{"$error":"#N/A"}},1]
[null,null,{"$f":"VLOOKUP('1. Eff Raw Data'!S1198,'CAS#check'!A$2:A$190,1,FALSE)","v":{"$error":"#N/A"}},1]
[null,null,{"$f":"VLOOKUP('1. Eff Raw Data'!S1199,'CAS#check'!A$2:A$190,1,FALSE)","v":{"$error":"#N/A"}},1]
[null,null,{"$f":"VLOOKUP('1. Eff Raw Data'!S1200,'CAS#check'!A$2:A$190,1,FALSE)","v":{"$error":"#N/A"}},1]
[null,null,{"$f":"VLOOKUP('1. Eff Raw Data'!S1201,'CAS#check'!A$2:A$190,1,FALSE)","v":{"$error":"#N/A"}},1]
[null,null,{"$f":"VLOOKUP('1. Eff Raw Data'!S1202,'CAS#check'!A$2:A$190,1,FALSE)","v":{"$error":"#N/A"}},1]
[null,null,{"$f":"VLOOKUP('1. Eff Raw Data'!S1203,'CAS#check'!A$2:A$190,1,FALSE)","v":{"$error":"#N/A"}},1]
[null,null,{"$f":"VLOOKUP('1. Eff Raw Data'!S1204,'CAS#check'!A$2:A$190,1,FALSE)","v":{"$error":"#N/A"}},1]
[null,null,{"$f":"VLOOKUP('1. Eff Raw Data'!S1205,'CAS#check'!A$2:A$190,1,FALSE)","v":{"$error":"#N/A"}},1]
[null,null,{"$f":"VLOOKUP('1. Eff Raw Data'!S1206,'CAS#check'!A$2:A$190,1,FALSE)","v":{"$error":"#N/A"}},1]
[null,null,{"$f":"VLOOKUP('1. Eff Raw Data'!S1207,'CAS#check'!A$2:A$190,1,FALSE)","v":{"$error":"#N/A"}},1]
[null,null,{"$f":"VLOOKUP('1. Eff Raw Data'!S1208,'CAS#check'!A$2:A$190,1,FALSE)","v":{"$error":"#N/A"}},1]
[null,null,{"$f":"VLOOKUP('1. Eff Raw Data'!S1209,'CAS#check'!A$2:A$190,1,FALSE)","v":{"$error":"#N/A"}},1]
[null,null,{"$f":"VLOOKUP('1. Eff Raw Data'!S1210,'CAS#check'!A$2:A$190,1,FALSE)","v":{"$error":"#N/A"}},1]
[null,null,{"$f":"VLOOKUP('1. Eff Raw Data'!S1211,'CAS#check'!A$2:A$190,1,FALSE)","v":{"$error":"#N/A"}},1]
[null,null,{"$f":"VLOOKUP('1. Eff Raw Data'!S1212,'CAS#check'!A$2:A$190,1,FALSE)","v":{"$error":"#N/A"}},1]
[null,null,{"$f":"VLOOKUP('1. Eff Raw Data'!S1213,'CAS#check'!A$2:A$190,1,FALSE)","v":{"$error":"#N/A"}},1]
[null,null,{"$f":"VLOOKUP('1. Eff Raw Data'!S1214,'CAS#check'!A$2:A$190,1,FALSE)","v":{"$error":"#N/A"}},1]
[null,null,{"$f":"VLOOKUP('1. Eff Raw Data'!S1215,'CAS#check'!A$2:A$190,1,FALSE)","v":{"$error":"#N/A"}},1]
[null,null,{"$f":"VLOOKUP('1. Eff Raw Data'!S1216,'CAS#check'!A$2:A$190,1,FALSE)","v":{"$error":"#N/A"}},1]
[null,null,{"$f":"VLOOKUP('1. Eff Raw Data'!S1217,'CAS#check'!A$2:A$190,1,FALSE)","v":{"$error":"#N/A"}},1]
[null,null,{"$f":"VLOOKUP('1. Eff Raw Data'!S1218,'CAS#check'!A$2:A$190,1,FALSE)","v":{"$error":"#N/A"}},1]
[null,null,{"$f":"VLOOKUP('1. Eff Raw Data'!S1219,'CAS#check'!A$2:A$190,1,FALSE)","v":{"$error":"#N/A"}},1]
[null,null,{"$f":"VLOOKUP('1. Eff Raw Data'!S1220,'CAS#check'!A$2:A$190,1,FALSE)","v":{"$error":"#N/A"}},1]
[null,null,{"$f":"VLOOKUP('1. Eff Raw Data'!S1221,'CAS#check'!A$2:A$190,1,FALSE)","v":{"$error":"#N/A"}},{"$f":"IFERROR(_xlfn.IFNA(0*C1221,1),0)","v":1}]
[null,null,{"$f":"VLOOKUP('1. Eff Raw Data'!S1222,'CAS#check'!A$2:A$190,1,FALSE)","v":{"$error":"#N/A"}},1]
[null,null,{"$f":"VLOOKUP('1. Eff Raw Data'!S1223,'CAS#check'!A$2:A$190,1,FALSE)","v":{"$error":"#N/A"}},1]
[null,null,{"$f":"VLOOKUP('1. Eff Raw Data'!S1224,'CAS#check'!A$2:A$190,1,FALSE)","v":{"$error":"#N/A"}},1]
[null,null,{"$f":"VLOOKUP('1. Eff Raw Data'!S1225,'CAS#check'!A$2:A$190,1,FALSE)","v":{"$error":"#N/A"}},1]
[null,null,{"$f":"VLOOKUP('1. Eff Raw Data'!S1226,'CAS#check'!A$2:A$190,1,FALSE)","v":{"$error":"#N/A"}},1]
[null,null,{"$f":"VLOOKUP('1. Eff Raw Data'!S1227,'CAS#check'!A$2:A$190,1,FALSE)","v":{"$error":"#N/A"}},1]
[null,null,{"$f":"VLOOKUP('1. Eff Raw Data'!S1228,'CAS#check'!A$2:A$190,1,FALSE)","v":{"$error":"#N/A"}},1]
[null,null,{"$f":"VLOOKUP('1. Eff Raw Data'!S1229,'CAS#check'!A$2:A$190,1,FALSE)","v":{"$error":"#N/A"}},1]
[null,null,{"$f":"VLOOKUP('1. Eff Raw Data'!S1230,'CAS#check'!A$2:A$190,1,FALSE)","v":{"$error":"#N/A"}},1]
[null,null,{"$f":"VLOOKUP('1. Eff Raw Data'!S1231,'CAS#check'!A$2:A$190,1,FALSE)","v":{"$error":"#N/A"}},1]
[null,null,{"$f":"VLOOKUP('1. Eff Raw Data'!S1232,'CAS#check'!A$2:A$190,1,FALSE)","v":{"$error":"#N/A"}},1]
[null,null,{"$f":"VLOOKUP('1. Eff Raw Data'!S1233,'CAS#check'!A$2:A$190,1,FALSE)","v":{"$error":"#N/A"}},1]
[null,null,{"$f":"VLOOKUP('1. Eff Raw Data'!S1234,'CAS#check'!A$2:A$190,1,FALSE)","v":{"$error":"#N/A"}},1]
[null,null,{"$f":"VLOOKUP('1. Eff Raw Data'!S1235,'CAS#check'!A$2:A$190,1,FALSE)","v":{"$error":"#N/A"}},1]
[null,null,{"$f":"VLOOKUP('1. Eff Raw Data'!S1236,'CAS#check'!A$2:A$190,1,FALSE)","v":{"$error":"#N/A"}},1]
[null,null,{"$f":"VLOOKUP('1. Eff Raw Data'!S1237,'CAS#check'!A$2:A$190,1,FALSE)","v":{"$error":"#N/A"}},1]
[null,null,{"$f":"VLOOKUP('1. Eff Raw Data'!S1238,'CAS#check'!A$2:A$190,1,FALSE)","v":{"$error":"#N/A"}},1]
[null,null,{"$f":"VLOOKUP('1. Eff Raw Data'!S1239,'CAS#check'!A$2:A$190,1,FALSE)","v":{"$error":"#N/A"}},1]
[null,null,{"$f":"VLOOKUP('1. Eff Raw Data'!S1240,'CAS#check'!A$2:A$190,1,FALSE)","v":{"$error":"#N/A"}},1]
[null,null,{"$f":"VLOOKUP('1. Eff Raw Data'!S1241,'CAS#check'!A$2:A$190,1,FALSE)","v":{"$error":"#N/A"}},1]
[null,null,{"$f":"VLOOKUP('1. Eff Raw Data'!S1242,'CAS#check'!A$2:A$190,1,FALSE)","v":{"$error":"#N/A"}},1]
[null,null,{"$f":"VLOOKUP('1. Eff Raw Data'!S1243,'CAS#check'!A$2:A$190,1,FALSE)","v":{"$error":"#N/A"}},1]
[null,null,{"$f":"VLOOKUP('1. Eff Raw Data'!S1244,'CAS#check'!A$2:A$190,1,FALSE)","v":{"$error":"#N/A"}},1]
[null,null,{"$f":"VLOOKUP('1. Eff Raw Data'!S1245,'CAS#check'!A$2:A$190,1,FALSE)","v":{"$error":"#N/A"}},1]
[null,null,{"$f":"VLOOKUP('1. Eff Raw Data'!S1246,'CAS#check'!A$2:A$190,1,FALSE)","v":{"$error":"#N/A"}},1]
[null,null,{"$f":"VLOOKUP('1. Eff Raw Data'!S1247,'CAS#check'!A$2:A$190,1,FALSE)","v":{"$error":"#N/A"}},1]
[null,null,{"$f":"VLOOKUP('1. Eff Raw Data'!S1248,'CAS#check'!A$2:A$190,1,FALSE)","v":{"$error":"#N/A"}},1]
[null,null,{"$f":"VLOOKUP('1. Eff Raw Data'!S1249,'CAS#check'!A$2:A$190,1,FALSE)","v":{"$error":"#N/A"}},1]
[null,null,{"$f":"VLOOKUP('1. Eff Raw Data'!S1250,'CAS#check'!A$2:A$190,1,FALSE)","v":{"$error":"#N/A"}},1]
[null,null,{"$f":"VLOOKUP('1. Eff Raw Data'!S1251,'CAS#check'!A$2:A$190,1,FALSE)","v":{"$error":"#N/A"}},1]
[null,null,{"$f":"VLOOKUP('1. Eff Raw Data'!S1252,'CAS#check'!A$2:A$190,1,FALSE)","v":{"$error":"#N/A"}},1]
[null,null,{"$f":"VLOOKUP('1. Eff Raw Data'!S1253,'CAS#check'!A$2:A$190,1,FALSE)","v":{"$error":"#N/A"}},1]
[null,null,{"$f":"VLOOKUP('1. Eff Raw Data'!S1254,'CAS#check'!A$2:A$190,1,FALSE)","v":{"$error":"#N/A"}},1]
[null,null,{"$f":"VLOOKUP('1. Eff Raw Data'!S1255,'CAS#check'!A$2:A$190,1,FALSE)","v":{"$error":"#N/A"}},1]
[null,null,{"$f":"VLOOKUP('1. Eff Raw Data'!S1256,'CAS#check'!A$2:A$190,1,FALSE)","v":{"$error":"#N/A"}},1]
[null,null,{"$f":"VLOOKUP('1. Eff Raw Data'!S1257,'CAS#check'!A$2:A$190,1,FALSE)","v":{"$error":"#N/A"}},1]
[null,null,{"$f":"VLOOKUP('1. Eff Raw Data'!S1258,'CAS#check'!A$2:A$190,1,FALSE)","v":{"$error":"#N/A"}},1]
[null,null,{"$f":"VLOOKUP('1. Eff Raw Data'!S1259,'CAS#check'!A$2:A$190,1,FALSE)","v":{"$error":"#N/A"}},1]
[null,null,{"$f":"VLOOKUP('1. Eff Raw Data'!S1260,'CAS#check'!A$2:A$190,1,FALSE)","v":{"$error":"#N/A"}},1]
[null,null,{"$f":"VLOOKUP('1. Eff Raw Data'!S1261,'CAS#check'!A$2:A$190,1,FALSE)","v":{"$error":"#N/A"}},1]
[null,null,{"$f":"VLOOKUP('1. Eff Raw Data'!S1262,'CAS#check'!A$2:A$190,1,FALSE)","v":{"$error":"#N/A"}},1]
[null,null,{"$f":"VLOOKUP('1. Eff Raw Data'!S1263,'CAS#check'!A$2:A$190,1,FALSE)","v":{"$error":"#N/A"}},1]
[null,null,{"$f":"VLOOKUP('1. Eff Raw Data'!S1264,'CAS#check'!A$2:A$190,1,FALSE)","v":{"$error":"#N/A"}},1]
[null,null,{"$f":"VLOOKUP('1. Eff Raw Data'!S1265,'CAS#check'!A$2:A$190,1,FALSE)","v":{"$error":"#N/A"}},1]
[null,null,{"$f":"VLOOKUP('1. Eff Raw Data'!S1266,'CAS#check'!A$2:A$190,1,FALSE)","v":{"$error":"#N/A"}},1]
[null,null,{"$f":"VLOOKUP('1. Eff Raw Data'!S1267,'CAS#check'!A$2:A$190,1,FALSE)","v":{"$error":"#N/A"}},1]
[null,null,{"$f":"VLOOKUP('1. Eff Raw Data'!S1268,'CAS#check'!A$2:A$190,1,FALSE)","v":{"$error":"#N/A"}},1]
[null,null,{"$f":"VLOOKUP('1. Eff Raw Data'!S1269,'CAS#check'!A$2:A$190,1,FALSE)","v":{"$error":"#N/A"}},1]
[null,null,{"$f":"VLOOKUP('1. Eff Raw Data'!S1270,'CAS#check'!A$2:A$190,1,FALSE)","v":{"$error":"#N/A"}},1]
[null,null,{"$f":"VLOOKUP('1. Eff Raw Data'!S1271,'CAS#check'!A$2:A$190,1,FALSE)","v":{"$error":"#N/A"}},1]
[null,null,{"$f":"VLOOKUP('1. Eff Raw Data'!S1272,'CAS#check'!A$2:A$190,1,FALSE)","v":{"$error":"#N/A"}},1]
[null,null,{"$f":"VLOOKUP('1. Eff Raw Data'!S1273,'CAS#check'!A$2:A$190,1,FALSE)","v":{"$error":"#N/A"}},1]
[null,null,{"$f":"VLOOKUP('1. Eff Raw Data'!S1274,'CAS#check'!A$2:A$190,1,FALSE)","v":{"$error":"#N/A"}},1]
[null,null,{"$f":"VLOOKUP('1. Eff Raw Data'!S1275,'CAS#check'!A$2:A$190,1,FALSE)","v":{"$error":"#N/A"}},1]
[null,null,{"$f":"VLOOKUP('1. Eff Raw Data'!S1276,'CAS#check'!A$2:A$190,1,FALSE)","v":{"$error":"#N/A"}},1]
[null,null,{"$f":"VLOOKUP('1. Eff Raw Data'!S1277,'CAS#check'!A$2:A$190,1,FALSE)","v":{"$error":"#N/A"}},1]
[null,null,{"$f":"VLOOKUP('1. Eff Raw Data'!S1278,'CAS#check'!A$2:A$190,1,FALSE)","v":{"$error":"#N/A"}},1]
[null,null,{"$f":"VLOOKUP('1. Eff Raw Data'!S1279,'CAS#check'!A$2:A$190,1,FALSE)","v":{"$error":"#N/A"}},1]
[null,null,{"$f":"VLOOKUP('1. Eff Raw Data'!S1280,'CAS#check'!A$2:A$190,1,FALSE)","v":{"$error":"#N/A"}},1]
[null,null,{"$f":"VLOOKUP('1. Eff Raw Data'!S1281,'CAS#check'!A$2:A$190,1,FALSE)","v":{"$error":"#N/A"}},1]
[null,null,{"$f":"VLOOKUP('1. Eff Raw Data'!S1282,'CAS#check'!A$2:A$190,1,FALSE)","v":{"$error":"#N/A"}},1]
[null,null,{"$f":"VLOOKUP('1. Eff Raw Data'!S1283,'CAS#check'!A$2:A$190,1,FALSE)","v":{"$error":"#N/A"}},1]
[null,null,{"$f":"VLOOKUP('1. Eff Raw Data'!S1284,'CAS#check'!A$2:A$190,1,FALSE)","v":{"$error":"#N/A"}},1]
[null,null,{"$f":"VLOOKUP('1. Eff Raw Data'!S1285,'CAS#check'!A$2:A$190,1,FALSE)","v":{"$error":"#N/A"}},{"$f":"IFERROR(_xlfn.IFNA(0*C1285,1),0)","v":1}]
[null,null,{"$f":"VLOOKUP('1. Eff Raw Data'!S1286,'CAS#check'!A$2:A$190,1,FALSE)","v":{"$error":"#N/A"}},1]
[null,null,{"$f":"VLOOKUP('1. Eff Raw Data'!S1287,'CAS#check'!A$2:A$190,1,FALSE)","v":{"$error":"#N/A"}},1]
[null,null,{"$f":"VLOOKUP('1. Eff Raw Data'!S1288,'CAS#check'!A$2:A$190,1,FALSE)","v":{"$error":"#N/A"}},1]
[null,null,{"$f":"VLOOKUP('1. Eff Raw Data'!S1289,'CAS#check'!A$2:A$190,1,FALSE)","v":{"$error":"#N/A"}},1]
[null,null,{"$f":"VLOOKUP('1. Eff Raw Data'!S1290,'CAS#check'!A$2:A$190,1,FALSE)","v":{"$error":"#N/A"}},1]
[null,null,{"$f":"VLOOKUP('1. Eff Raw Data'!S1291,'CAS#check'!A$2:A$190,1,FALSE)","v":{"$error":"#N/A"}},1]
[null,null,{"$f":"VLOOKUP('1. Eff Raw Data'!S1292,'CAS#check'!A$2:A$190,1,FALSE)","v":{"$error":"#N/A"}},1]
[null,null,{"$f":"VLOOKUP('1. Eff Raw Data'!S1293,'CAS#check'!A$2:A$190,1,FALSE)","v":{"$error":"#N/A"}},1]
[null,null,{"$f":"VLOOKUP('1. Eff Raw Data'!S1294,'CAS#check'!A$2:A$190,1,FALSE)","v":{"$error":"#N/A"}},1]
[null,null,{"$f":"VLOOKUP('1. Eff Raw Data'!S1295,'CAS#check'!A$2:A$190,1,FALSE)","v":{"$error":"#N/A"}},1]
[null,null,{"$f":"VLOOKUP('1. Eff Raw Data'!S1296,'CAS#check'!A$2:A$190,1,FALSE)","v":{"$error":"#N/A"}},1]
[null,null,{"$f":"VLOOKUP('1. Eff Raw Data'!S1297,'CAS#check'!A$2:A$190,1,FALSE)","v":{"$error":"#N/A"}},1]
[null,null,{"$f":"VLOOKUP('1. Eff Raw Data'!S1298,'CAS#check'!A$2:A$190,1,FALSE)","v":{"$error":"#N/A"}},1]
[null,null,{"$f":"VLOOKUP('1. Eff Raw Data'!S1299,'CAS#check'!A$2:A$190,1,FALSE)","v":{"$error":"#N/A"}},1]
[null,null,{"$f":"VLOOKUP('1. Eff Raw Data'!S1300,'CAS#check'!A$2:A$190,1,FALSE)","v":{"$error":"#N/A"}},1]
[null,null,{"$f":"VLOOKUP('1. Eff Raw Data'!S1301,'CAS#check'!A$2:A$190,1,FALSE)","v":{"$error":"#N/A"}},1]
[null,null,{"$f":"VLOOKUP('1. Eff Raw Data'!S1302,'CAS#check'!A$2:A$190,1,FALSE)","v":{"$error":"#N/A"}},1]
[null,null,{"$f":"VLOOKUP('1. Eff Raw Data'!S1303,'CAS#check'!A$2:A$190,1,FALSE)","v":{"$error":"#N/A"}},1]
[null,null,{"$f":"VLOOKUP('1. Eff Raw Data'!S1304,'CAS#check'!A$2:A$190,1,FALSE)","v":{"$error":"#N/A"}},1]
[null,null,{"$f":"VLOOKUP('1. Eff Raw Data'!S1305,'CAS#check'!A$2:A$190,1,FALSE)","v":{"$error":"#N/A"}},1]
[null,null,{"$f":"VLOOKUP('1. Eff Raw Data'!S1306,'CAS#check'!A$2:A$190,1,FALSE)","v":{"$error":"#N/A"}},1]
[null,null,{"$f":"VLOOKUP('1. Eff Raw Data'!S1307,'CAS#check'!A$2:A$190,1,FALSE)","v":{"$error":"#N/A"}},1]
[null,null,{"$f":"VLOOKUP('1. Eff Raw Data'!S1308,'CAS#check'!A$2:A$190,1,FALSE)","v":{"$error":"#N/A"}},1]
[null,null,{"$f":"VLOOKUP('1. Eff Raw Data'!S1309,'CAS#check'!A$2:A$190,1,FALSE)","v":{"$error":"#N/A"}},1]
[null,null,{"$f":"VLOOKUP('1. Eff Raw Data'!S1310,'CAS#check'!A$2:A$190,1,FALSE)","v":{"$error":"#N/A"}},1]
[null,null,{"$f":"VLOOKUP('1. Eff Raw Data'!S1311,'CAS#check'!A$2:A$190,1,FALSE)","v":{"$error":"#N/A"}},1]
[null,null,{"$f":"VLOOKUP('1. Eff Raw Data'!S1312,'CAS#check'!A$2:A$190,1,FALSE)","v":{"$error":"#N/A"}},1]
[null,null,{"$f":"VLOOKUP('1. Eff Raw Data'!S1313,'CAS#check'!A$2:A$190,1,FALSE)","v":{"$error":"#N/A"}},1]
[null,null,{"$f":"VLOOKUP('1. Eff Raw Data'!S1314,'CAS#check'!A$2:A$190,1,FALSE)","v":{"$error":"#N/A"}},1]
[null,null,{"$f":"VLOOKUP('1. Eff Raw Data'!S1315,'CAS#check'!A$2:A$190,1,FALSE)","v":{"$error":"#N/A"}},1]
[null,null,{"$f":"VLOOKUP('1. Eff Raw Data'!S1316,'CAS#check'!A$2:A$190,1,FALSE)","v":{"$error":"#N/A"}},1]
[null,null,{"$f":"VLOOKUP('1. Eff Raw Data'!S1317,'CAS#check'!A$2:A$190,1,FALSE)","v":{"$error":"#N/A"}},1]
[null,null,{"$f":"VLOOKUP('1. Eff Raw Data'!S1318,'CAS#check'!A$2:A$190,1,FALSE)","v":{"$error":"#N/A"}},1]
[null,null,{"$f":"VLOOKUP('1. Eff Raw Data'!S1319,'CAS#check'!A$2:A$190,1,FALSE)","v":{"$error":"#N/A"}},1]
[null,null,{"$f":"VLOOKUP('1. Eff Raw Data'!S1320,'CAS#check'!A$2:A$190,1,FALSE)","v":{"$error":"#N/A"}},1]
[null,null,{"$f":"VLOOKUP('1. Eff Raw Data'!S1321,'CAS#check'!A$2:A$190,1,FALSE)","v":{"$error":"#N/A"}},1]
[null,null,{"$f":"VLOOKUP('1. Eff Raw Data'!S1322,'CAS#check'!A$2:A$190,1,FALSE)","v":{"$error":"#N/A"}},1]
[null,null,{"$f":"VLOOKUP('1. Eff Raw Data'!S1323,'CAS#check'!A$2:A$190,1,FALSE)","v":{"$error":"#N/A"}},1]
[null,null,{"$f":"VLOOKUP('1. Eff Raw Data'!S1324,'CAS#check'!A$2:A$190,1,FALSE)","v":{"$error":"#N/A"}},1]
[null,null,{"$f":"VLOOKUP('1. Eff Raw Data'!S1325,'CAS#check'!A$2:A$190,1,FALSE)","v":{"$error":"#N/A"}},1]
[null,null,{"$f":"VLOOKUP('1. Eff Raw Data'!S1326,'CAS#check'!A$2:A$190,1,FALSE)","v":{"$error":"#N/A"}},1]
[null,null,{"$f":"VLOOKUP('1. Eff Raw Data'!S1327,'CAS#check'!A$2:A$190,1,FALSE)","v":{"$error":"#N/A"}},1]
[null,null,{"$f":"VLOOKUP('1. Eff Raw Data'!S1328,'CAS#check'!A$2:A$190,1,FALSE)","v":{"$error":"#N/A"}},1]
[null,null,{"$f":"VLOOKUP('1. Eff Raw Data'!S1329,'CAS#check'!A$2:A$190,1,FALSE)","v":{"$error":"#N/A"}},1]
[null,null,{"$f":"VLOOKUP('1. Eff Raw Data'!S1330,'CAS#check'!A$2:A$190,1,FALSE)","v":{"$error":"#N/A"}},1]
[null,null,{"$f":"VLOOKUP('1. Eff Raw Data'!S1331,'CAS#check'!A$2:A$190,1,FALSE)","v":{"$error":"#N/A"}},1]
[null,null,{"$f":"VLOOKUP('1. Eff Raw Data'!S1332,'CAS#check'!A$2:A$190,1,FALSE)","v":{"$error":"#N/A"}},1]
[null,null,{"$f":"VLOOKUP('1. Eff Raw Data'!S1333,'CAS#check'!A$2:A$190,1,FALSE)","v":{"$error":"#N/A"}},1]
[null,null,{"$f":"VLOOKUP('1. Eff Raw Data'!S1334,'CAS#check'!A$2:A$190,1,FALSE)","v":{"$error":"#N/A"}},1]
[null,null,{"$f":"VLOOKUP('1. Eff Raw Data'!S1335,'CAS#check'!A$2:A$190,1,FALSE)","v":{"$error":"#N/A"}},1]
[null,null,{"$f":"VLOOKUP('1. Eff Raw Data'!S1336,'CAS#check'!A$2:A$190,1,FALSE)","v":{"$error":"#N/A"}},1]
[null,null,{"$f":"VLOOKUP('1. Eff Raw Data'!S1337,'CAS#check'!A$2:A$190,1,FALSE)","v":{"$error":"#N/A"}},1]
[null,null,{"$f":"VLOOKUP('1. Eff Raw Data'!S1338,'CAS#check'!A$2:A$190,1,FALSE)","v":{"$error":"#N/A"}},1]
[null,null,{"$f":"VLOOKUP('1. Eff Raw Data'!S1339,'CAS#check'!A$2:A$190,1,FALSE)","v":{"$error":"#N/A"}},1]
[null,null,{"$f":"VLOOKUP('1. Eff Raw Data'!S1340,'CAS#check'!A$2:A$190,1,FALSE)","v":{"$error":"#N/A"}},1]
[null,null,{"$f":"VLOOKUP('1. Eff Raw Data'!S1341,'CAS#check'!A$2:A$190,1,FALSE)","v":{"$error":"#N/A"}},1]
[null,null,{"$f":"VLOOKUP('1. Eff Raw Data'!S1342,'CAS#check'!A$2:A$190,1,FALSE)","v":{"$error":"#N/A"}},1]
[null,null,{"$f":"VLOOKUP('1. Eff Raw Data'!S1343,'CAS#check'!A$2:A$190,1,FALSE)","v":{"$error":"#N/A"}},1]
[null,null,{"$f":"VLOOKUP('1. Eff Raw Data'!S1344,'CAS#check'!A$2:A$190,1,FALSE)","v":{"$error":"#N/A"}},1]
[null,null,{"$f":"VLOOKUP('1. Eff Raw Data'!S1345,'CAS#check'!A$2:A$190,1,FALSE)","v":{"$error":"#N/A"}},1]
[null,null,{"$f":"VLOOKUP('1. Eff Raw Data'!S1346,'CAS#check'!A$2:A$190,1,FALSE)","v":{"$error":"#N/A"}},1]
[null,null,{"$f":"VLOOKUP('1. Eff Raw Data'!S1347,'CAS#check'!A$2:A$190,1,FALSE)","v":{"$error":"#N/A"}},1]
[null,null,{"$f":"VLOOKUP('1. Eff Raw Data'!S1348,'CAS#check'!A$2:A$190,1,FALSE)","v":{"$error":"#N/A"}},1]
[null,null,{"$f":"VLOOKUP('1. Eff Raw Data'!S1349,'CAS#check'!A$2:A$190,1,FALSE)","v":{"$error":"#N/A"}},{"$f":"IFERROR(_xlfn.IFNA(0*C1349,1),0)","v":1}]
[null,null,{"$f":"VLOOKUP('1. Eff Raw Data'!S1350,'CAS#check'!A$2:A$190,1,FALSE)","v":{"$error":"#N/A"}},1]
[null,null,{"$f":"VLOOKUP('1. Eff Raw Data'!S1351,'CAS#check'!A$2:A$190,1,FALSE)","v":{"$error":"#N/A"}},1]
[null,null,{"$f":"VLOOKUP('1. Eff Raw Data'!S1352,'CAS#check'!A$2:A$190,1,FALSE)","v":{"$error":"#N/A"}},1]
[null,null,{"$f":"VLOOKUP('1. Eff Raw Data'!S1353,'CAS#check'!A$2:A$190,1,FALSE)","v":{"$error":"#N/A"}},1]
[null,null,{"$f":"VLOOKUP('1. Eff Raw Data'!S1354,'CAS#check'!A$2:A$190,1,FALSE)","v":{"$error":"#N/A"}},1]
[null,null,{"$f":"VLOOKUP('1. Eff Raw Data'!S1355,'CAS#check'!A$2:A$190,1,FALSE)","v":{"$error":"#N/A"}},1]
[null,null,{"$f":"VLOOKUP('1. Eff Raw Data'!S1356,'CAS#check'!A$2:A$190,1,FALSE)","v":{"$error":"#N/A"}},1]
[null,null,{"$f":"VLOOKUP('1. Eff Raw Data'!S1357,'CAS#check'!A$2:A$190,1,FALSE)","v":{"$error":"#N/A"}},1]
[null,null,{"$f":"VLOOKUP('1. Eff Raw Data'!S1358,'CAS#check'!A$2:A$190,1,FALSE)","v":{"$error":"#N/A"}},1]
[null,null,{"$f":"VLOOKUP('1. Eff Raw Data'!S1359,'CAS#check'!A$2:A$190,1,FALSE)","v":{"$error":"#N/A"}},1]
[null,null,{"$f":"VLOOKUP('1. Eff Raw Data'!S1360,'CAS#check'!A$2:A$190,1,FALSE)","v":{"$error":"#N/A"}},1]
[null,null,{"$f":"VLOOKUP('1. Eff Raw Data'!S1361,'CAS#check'!A$2:A$190,1,FALSE)","v":{"$error":"#N/A"}},1]
[null,null,{"$f":"VLOOKUP('1. Eff Raw Data'!S1362,'CAS#check'!A$2:A$190,1,FALSE)","v":{"$error":"#N/A"}},1]
[null,null,{"$f":"VLOOKUP('1. Eff Raw Data'!S1363,'CAS#check'!A$2:A$190,1,FALSE)","v":{"$error":"#N/A"}},1]
[null,null,{"$f":"VLOOKUP('1. Eff Raw Data'!S1364,'CAS#check'!A$2:A$190,1,FALSE)","v":{"$error":"#N/A"}},1]
[null,null,{"$f":"VLOOKUP('1. Eff Raw Data'!S1365,'CAS#check'!A$2:A$190,1,FALSE)","v":{"$error":"#N/A"}},1]
[null,null,{"$f":"VLOOKUP('1. Eff Raw Data'!S1366,'CAS#check'!A$2:A$190,1,FALSE)","v":{"$error":"#N/A"}},1]
[null,null,{"$f":"VLOOKUP('1. Eff Raw Data'!S1367,'CAS#check'!A$2:A$190,1,FALSE)","v":{"$error":"#N/A"}},1]
[null,null,{"$f":"VLOOKUP('1. Eff Raw Data'!S1368,'CAS#check'!A$2:A$190,1,FALSE)","v":{"$error":"#N/A"}},1]
[null,null,{"$f":"VLOOKUP('1. Eff Raw Data'!S1369,'CAS#check'!A$2:A$190,1,FALSE)","v":{"$error":"#N/A"}},1]
[null,null,{"$f":"VLOOKUP('1. Eff Raw Data'!S1370,'CAS#check'!A$2:A$190,1,FALSE)","v":{"$error":"#N/A"}},1]
[null,null,{"$f":"VLOOKUP('1. Eff Raw Data'!S1371,'CAS#check'!A$2:A$190,1,FALSE)","v":{"$error":"#N/A"}},1]
[null,null,{"$f":"VLOOKUP('1. Eff Raw Data'!S1372,'CAS#check'!A$2:A$190,1,FALSE)","v":{"$error":"#N/A"}},1]
[null,null,{"$f":"VLOOKUP('1. Eff Raw Data'!S1373,'CAS#check'!A$2:A$190,1,FALSE)","v":{"$error":"#N/A"}},1]
[null,null,{"$f":"VLOOKUP('1. Eff Raw Data'!S1374,'CAS#check'!A$2:A$190,1,FALSE)","v":{"$error":"#N/A"}},1]
[null,null,{"$f":"VLOOKUP('1. Eff Raw Data'!S1375,'CAS#check'!A$2:A$190,1,FALSE)","v":{"$error":"#N/A"}},1]
[null,null,{"$f":"VLOOKUP('1. Eff Raw Data'!S1376,'CAS#check'!A$2:A$190,1,FALSE)","v":{"$error":"#N/A"}},1]
[null,null,{"$f":"VLOOKUP('1. Eff Raw Data'!S1377,'CAS#check'!A$2:A$190,1,FALSE)","v":{"$error":"#N/A"}},1]
[null,null,{"$f":"VLOOKUP('1. Eff Raw Data'!S1378,'CAS#check'!A$2:A$190,1,FALSE)","v":{"$error":"#N/A"}},1]
[null,null,{"$f":"VLOOKUP('1. Eff Raw Data'!S1379,'CAS#check'!A$2:A$190,1,FALSE)","v":{"$error":"#N/A"}},1]
[null,null,{"$f":"VLOOKUP('1. Eff Raw Data'!S1380,'CAS#check'!A$2:A$190,1,FALSE)","v":{"$error":"#N/A"}},1]
[null,null,{"$f":"VLOOKUP('1. Eff Raw Data'!S1381,'CAS#check'!A$2:A$190,1,FALSE)","v":{"$error":"#N/A"}},1]
[null,null,{"$f":"VLOOKUP('1. Eff Raw Data'!S1382,'CAS#check'!A$2:A$190,1,FALSE)","v":{"$error":"#N/A"}},1]
[null,null,{"$f":"VLOOKUP('1. Eff Raw Data'!S1383,'CAS#check'!A$2:A$190,1,FALSE)","v":{"$error":"#N/A"}},1]
[null,null,{"$f":"VLOOKUP('1. Eff Raw Data'!S1384,'CAS#check'!A$2:A$190,1,FALSE)","v":{"$error":"#N/A"}},1]
[null,null,{"$f":"VLOOKUP('1. Eff Raw Data'!S1385,'CAS#check'!A$2:A$190,1,FALSE)","v":{"$error":"#N/A"}},1]
[null,null,{"$f":"VLOOKUP('1. Eff Raw Data'!S1386,'CAS#check'!A$2:A$190,1,FALSE)","v":{"$error":"#N/A"}},1]
[null,null,{"$f":"VLOOKUP('1. Eff Raw Data'!S1387,'CAS#check'!A$2:A$190,1,FALSE)","v":{"$error":"#N/A"}},1]
[null,null,{"$f":"VLOOKUP('1. Eff Raw Data'!S1388,'CAS#check'!A$2:A$190,1,FALSE)","v":{"$error":"#N/A"}},1]
[null,null,{"$f":"VLOOKUP('1. Eff Raw Data'!S1389,'CAS#check'!A$2:A$190,1,FALSE)","v":{"$error":"#N/A"}},1]
[null,null,{"$f":"VLOOKUP('1. Eff Raw Data'!S1390,'CAS#check'!A$2:A$190,1,FALSE)","v":{"$error":"#N/A"}},1]
[null,null,{"$f":"VLOOKUP('1. Eff Raw Data'!S1391,'CAS#check'!A$2:A$190,1,FALSE)","v":{"$error":"#N/A"}},1]
[null,null,{"$f":"VLOOKUP('1. Eff Raw Data'!S1392,'CAS#check'!A$2:A$190,1,FALSE)","v":{"$error":"#N/A"}},1]
[null,null,{"$f":"VLOOKUP('1. Eff Raw Data'!S1393,'CAS#check'!A$2:A$190,1,FALSE)","v":{"$error":"#N/A"}},1]
[null,null,{"$f":"VLOOKUP('1. Eff Raw Data'!S1394,'CAS#check'!A$2:A$190,1,FALSE)","v":{"$error":"#N/A"}},1]
[null,null,{"$f":"VLOOKUP('1. Eff Raw Data'!S1395,'CAS#check'!A$2:A$190,1,FALSE)","v":{"$error":"#N/A"}},1]
[null,null,{"$f":"VLOOKUP('1. Eff Raw Data'!S1396,'CAS#check'!A$2:A$190,1,FALSE)","v":{"$error":"#N/A"}},1]
[null,null,{"$f":"VLOOKUP('1. Eff Raw Data'!S1397,'CAS#check'!A$2:A$190,1,FALSE)","v":{"$error":"#N/A"}},1]
[null,null,{"$f":"VLOOKUP('1. Eff Raw Data'!S1398,'CAS#check'!A$2:A$190,1,FALSE)","v":{"$error":"#N/A"}},1]
[null,null,{"$f":"VLOOKUP('1. Eff Raw Data'!S1399,'CAS#check'!A$2:A$190,1,FALSE)","v":{"$error":"#N/A"}},1]
[null,null,{"$f":"VLOOKUP('1. Eff Raw Data'!S1400,'CAS#check'!A$2:A$190,1,FALSE)","v":{"$error":"#N/A"}},1]
[null,null,{"$f":"VLOOKUP('1. Eff Raw Data'!S1401,'CAS#check'!A$2:A$190,1,FALSE)","v":{"$error":"#N/A"}},1]
[null,null,{"$f":"VLOOKUP('1. Eff Raw Data'!S1402,'CAS#check'!A$2:A$190,1,FALSE)","v":{"$error":"#N/A"}},1]
[null,null,{"$f":"VLOOKUP('1. Eff Raw Data'!S1403,'CAS#check'!A$2:A$190,1,FALSE)","v":{"$error":"#N/A"}},1]
[null,null,{"$f":"VLOOKUP('1. Eff Raw Data'!S1404,'CAS#check'!A$2:A$190,1,FALSE)","v":{"$error":"#N/A"}},1]
[null,null,{"$f":"VLOOKUP('1. Eff Raw Data'!S1405,'CAS#check'!A$2:A$190,1,FALSE)","v":{"$error":"#N/A"}},1]
[null,null,{"$f":"VLOOKUP('1. Eff Raw Data'!S1406,'CAS#check'!A$2:A$190,1,FALSE)","v":{"$error":"#N/A"}},1]
[null,null,{"$f":"VLOOKUP('1. Eff Raw Data'!S1407,'CAS#check'!A$2:A$190,1,FALSE)","v":{"$error":"#N/A"}},1]
[null,null,{"$f":"VLOOKUP('1. Eff Raw Data'!S1408,'CAS#check'!A$2:A$190,1,FALSE)","v":{"$error":"#N/A"}},1]
[null,null,{"$f":"VLOOKUP('1. Eff Raw Data'!S1409,'CAS#check'!A$2:A$190,1,FALSE)","v":{"$error":"#N/A"}},1]
[null,null,{"$f":"VLOOKUP('1. Eff Raw Data'!S1410,'CAS#check'!A$2:A$190,1,FALSE)","v":{"$error":"#N/A"}},1]
[null,null,{"$f":"VLOOKUP('1. Eff Raw Data'!S1411,'CAS#check'!A$2:A$190,1,FALSE)","v":{"$error":"#N/A"}},1]
[null,null,{"$f":"VLOOKUP('1. Eff Raw Data'!S1412,'CAS#check'!A$2:A$190,1,FALSE)","v":{"$error":"#N/A"}},1]
[null,null,{"$f":"VLOOKUP('1. Eff Raw Data'!S1413,'CAS#check'!A$2:A$190,1,FALSE)","v":{"$error":"#N/A"}},{"$f":"IFERROR(_xlfn.IFNA(0*C1413,1),0)","v":1}]
[null,null,{"$f":"VLOOKUP('1. Eff Raw Data'!S1414,'CAS#check'!A$2:A$190,1,FALSE)","v":{"$error":"#N/A"}},1]
[null,null,{"$f":"VLOOKUP('1. Eff Raw Data'!S1415,'CAS#check'!A$2:A$190,1,FALSE)","v":{"$error":"#N/A"}},1]
[null,null,{"$f":"VLOOKUP('1. Eff Raw Data'!S1416,'CAS#check'!A$2:A$190,1,FALSE)","v":{"$error":"#N/A"}},1]
[null,null,{"$f":"VLOOKUP('1. Eff Raw Data'!S1417,'CAS#check'!A$2:A$190,1,FALSE)","v":{"$error":"#N/A"}},1]
[null,null,{"$f":"VLOOKUP('1. Eff Raw Data'!S1418,'CAS#check'!A$2:A$190,1,FALSE)","v":{"$error":"#N/A"}},1]
[null,null,{"$f":"VLOOKUP('1. Eff Raw Data'!S1419,'CAS#check'!A$2:A$190,1,FALSE)","v":{"$error":"#N/A"}},1]
[null,null,{"$f":"VLOOKUP('1. Eff Raw Data'!S1420,'CAS#check'!A$2:A$190,1,FALSE)","v":{"$error":"#N/A"}},1]
[null,null,{"$f":"VLOOKUP('1. Eff Raw Data'!S1421,'CAS#check'!A$2:A$190,1,FALSE)","v":{"$error":"#N/A"}},1]
[null,null,{"$f":"VLOOKUP('1. Eff Raw Data'!S1422,'CAS#check'!A$2:A$190,1,FALSE)","v":{"$error":"#N/A"}},1]
[null,null,{"$f":"VLOOKUP('1. Eff Raw Data'!S1423,'CAS#check'!A$2:A$190,1,FALSE)","v":{"$error":"#N/A"}},1]
[null,null,{"$f":"VLOOKUP('1. Eff Raw Data'!S1424,'CAS#check'!A$2:A$190,1,FALSE)","v":{"$error":"#N/A"}},1]
[null,null,{"$f":"VLOOKUP('1. Eff Raw Data'!S1425,'CAS#check'!A$2:A$190,1,FALSE)","v":{"$error":"#N/A"}},1]
[null,null,{"$f":"VLOOKUP('1. Eff Raw Data'!S1426,'CAS#check'!A$2:A$190,1,FALSE)","v":{"$error":"#N/A"}},1]
[null,null,{"$f":"VLOOKUP('1. Eff Raw Data'!S1427,'CAS#check'!A$2:A$190,1,FALSE)","v":{"$error":"#N/A"}},1]
[null,null,{"$f":"VLOOKUP('1. Eff Raw Data'!S1428,'CAS#check'!A$2:A$190,1,FALSE)","v":{"$error":"#N/A"}},1]
[null,null,{"$f":"VLOOKUP('1. Eff Raw Data'!S1429,'CAS#check'!A$2:A$190,1,FALSE)","v":{"$error":"#N/A"}},1]
[null,null,{"$f":"VLOOKUP('1. Eff Raw Data'!S1430,'CAS#check'!A$2:A$190,1,FALSE)","v":{"$error":"#N/A"}},1]
[null,null,{"$f":"VLOOKUP('1. Eff Raw Data'!S1431,'CAS#check'!A$2:A$190,1,FALSE)","v":{"$error":"#N/A"}},1]
[null,null,{"$f":"VLOOKUP('1. Eff Raw Data'!S1432,'CAS#check'!A$2:A$190,1,FALSE)","v":{"$error":"#N/A"}},1]
[null,null,{"$f":"VLOOKUP('1. Eff Raw Data'!S1433,'CAS#check'!A$2:A$190,1,FALSE)","v":{"$error":"#N/A"}},1]
[null,null,{"$f":"VLOOKUP('1. Eff Raw Data'!S1434,'CAS#check'!A$2:A$190,1,FALSE)","v":{"$error":"#N/A"}},1]
[null,null,{"$f":"VLOOKUP('1. Eff Raw Data'!S1435,'CAS#check'!A$2:A$190,1,FALSE)","v":{"$error":"#N/A"}},1]
[null,null,{"$f":"VLOOKUP('1. Eff Raw Data'!S1436,'CAS#check'!A$2:A$190,1,FALSE)","v":{"$error":"#N/A"}},1]
[null,null,{"$f":"VLOOKUP('1. Eff Raw Data'!S1437,'CAS#check'!A$2:A$190,1,FALSE)","v":{"$error":"#N/A"}},1]
[null,null,{"$f":"VLOOKUP('1. Eff Raw Data'!S1438,'CAS#check'!A$2:A$190,1,FALSE)","v":{"$error":"#N/A"}},1]
[null,null,{"$f":"VLOOKUP('1. Eff Raw Data'!S1439,'CAS#check'!A$2:A$190,1,FALSE)","v":{"$error":"#N/A"}},1]
[null,null,{"$f":"VLOOKUP('1. Eff Raw Data'!S1440,'CAS#check'!A$2:A$190,1,FALSE)","v":{"$error":"#N/A"}},1]
[null,null,{"$f":"VLOOKUP('1. Eff Raw Data'!S1441,'CAS#check'!A$2:A$190,1,FALSE)","v":{"$error":"#N/A"}},1]
[null,null,{"$f":"VLOOKUP('1. Eff Raw Data'!S1442,'CAS#check'!A$2:A$190,1,FALSE)","v":{"$error":"#N/A"}},1]
[null,null,{"$f":"VLOOKUP('1. Eff Raw Data'!S1443,'CAS#check'!A$2:A$190,1,FALSE)","v":{"$error":"#N/A"}},1]
[null,null,{"$f":"VLOOKUP('1. Eff Raw Data'!S1444,'CAS#check'!A$2:A$190,1,FALSE)","v":{"$error":"#N/A"}},1]
[null,null,{"$f":"VLOOKUP('1. Eff Raw Data'!S1445,'CAS#check'!A$2:A$190,1,FALSE)","v":{"$error":"#N/A"}},1]
[null,null,{"$f":"VLOOKUP('1. Eff Raw Data'!S1446,'CAS#check'!A$2:A$190,1,FALSE)","v":{"$error":"#N/A"}},1]
[null,null,{"$f":"VLOOKUP('1. Eff Raw Data'!S1447,'CAS#check'!A$2:A$190,1,FALSE)","v":{"$error":"#N/A"}},1]
[null,null,{"$f":"VLOOKUP('1. Eff Raw Data'!S1448,'CAS#check'!A$2:A$190,1,FALSE)","v":{"$error":"#N/A"}},1]
[null,null,{"$f":"VLOOKUP('1. Eff Raw Data'!S1449,'CAS#check'!A$2:A$190,1,FALSE)","v":{"$error":"#N/A"}},1]
[null,null,{"$f":"VLOOKUP('1. Eff Raw Data'!S1450,'CAS#check'!A$2:A$190,1,FALSE)","v":{"$error":"#N/A"}},1]
[null,null,{"$f":"VLOOKUP('1. Eff Raw Data'!S1451,'CAS#check'!A$2:A$190,1,FALSE)","v":{"$error":"#N/A"}},1]
[null,null,{"$f":"VLOOKUP('1. Eff Raw Data'!S1452,'CAS#check'!A$2:A$190,1,FALSE)","v":{"$error":"#N/A"}},1]
[null,null,{"$f":"VLOOKUP('1. Eff Raw Data'!S1453,'CAS#check'!A$2:A$190,1,FALSE)","v":{"$error":"#N/A"}},1]
[null,null,{"$f":"VLOOKUP('1. Eff Raw Data'!S1454,'CAS#check'!A$2:A$190,1,FALSE)","v":{"$error":"#N/A"}},1]
[null,null,{"$f":"VLOOKUP('1. Eff Raw Data'!S1455,'CAS#check'!A$2:A$190,1,FALSE)","v":{"$error":"#N/A"}},1]
[null,null,{"$f":"VLOOKUP('1. Eff Raw Data'!S1456,'CAS#check'!A$2:A$190,1,FALSE)","v":{"$error":"#N/A"}},1]
[null,null,{"$f":"VLOOKUP('1. Eff Raw Data'!S1457,'CAS#check'!A$2:A$190,1,FALSE)","v":{"$error":"#N/A"}},1]
[null,null,{"$f":"VLOOKUP('1. Eff Raw Data'!S1458,'CAS#check'!A$2:A$190,1,FALSE)","v":{"$error":"#N/A"}},1]
[null,null,{"$f":"VLOOKUP('1. Eff Raw Data'!S1459,'CAS#check'!A$2:A$190,1,FALSE)","v":{"$error":"#N/A"}},1]
[null,null,{"$f":"VLOOKUP('1. Eff Raw Data'!S1460,'CAS#check'!A$2:A$190,1,FALSE)","v":{"$error":"#N/A"}},1]
[null,null,{"$f":"VLOOKUP('1. Eff Raw Data'!S1461,'CAS#check'!A$2:A$190,1,FALSE)","v":{"$error":"#N/A"}},1]
[null,null,{"$f":"VLOOKUP('1. Eff Raw Data'!S1462,'CAS#check'!A$2:A$190,1,FALSE)","v":{"$error":"#N/A"}},1]
[null,null,{"$f":"VLOOKUP('1. Eff Raw Data'!S1463,'CAS#check'!A$2:A$190,1,FALSE)","v":{"$error":"#N/A"}},1]
[null,null,{"$f":"VLOOKUP('1. Eff Raw Data'!S1464,'CAS#check'!A$2:A$190,1,FALSE)","v":{"$error":"#N/A"}},1]
[null,null,{"$f":"VLOOKUP('1. Eff Raw Data'!S1465,'CAS#check'!A$2:A$190,1,FALSE)","v":{"$error":"#N/A"}},1]
[null,null,{"$f":"VLOOKUP('1. Eff Raw Data'!S1466,'CAS#check'!A$2:A$190,1,FALSE)","v":{"$error":"#N/A"}},1]
[null,null,{"$f":"VLOOKUP('1. Eff Raw Data'!S1467,'CAS#check'!A$2:A$190,1,FALSE)","v":{"$error":"#N/A"}},1]
[null,null,{"$f":"VLOOKUP('1. Eff Raw Data'!S1468,'CAS#check'!A$2:A$190,1,FALSE)","v":{"$error":"#N/A"}},1]
[null,null,{"$f":"VLOOKUP('1. Eff Raw Data'!S1469,'CAS#check'!A$2:A$190,1,FALSE)","v":{"$error":"#N/A"}},1]
[null,null,{"$f":"VLOOKUP('1. Eff Raw Data'!S1470,'CAS#check'!A$2:A$190,1,FALSE)","v":{"$error":"#N/A"}},1]
[null,null,{"$f":"VLOOKUP('1. Eff Raw Data'!S1471,'CAS#check'!A$2:A$190,1,FALSE)","v":{"$error":"#N/A"}},1]
[null,null,{"$f":"VLOOKUP('1. Eff Raw Data'!S1472,'CAS#check'!A$2:A$190,1,FALSE)","v":{"$error":"#N/A"}},1]
[null,null,{"$f":"VLOOKUP('1. Eff Raw Data'!S1473,'CAS#check'!A$2:A$190,1,FALSE)","v":{"$error":"#N/A"}},1]
[null,null,{"$f":"VLOOKUP('1. Eff Raw Data'!S1474,'CAS#check'!A$2:A$190,1,FALSE)","v":{"$error":"#N/A"}},1]
[null,null,{"$f":"VLOOKUP('1. Eff Raw Data'!S1475,'CAS#check'!A$2:A$190,1,FALSE)","v":{"$error":"#N/A"}},1]
[null,null,{"$f":"VLOOKUP('1. Eff Raw Data'!S1476,'CAS#check'!A$2:A$190,1,FALSE)","v":{"$error":"#N/A"}},1]
[null,null,{"$f":"VLOOKUP('1. Eff Raw Data'!S1477,'CAS#check'!A$2:A$190,1,FALSE)","v":{"$error":"#N/A"}},{"$f":"IFERROR(_xlfn.IFNA(0*C1477,1),0)","v":1}]
[null,null,{"$f":"VLOOKUP('1. Eff Raw Data'!S1478,'CAS#check'!A$2:A$190,1,FALSE)","v":{"$error":"#N/A"}},1]
[null,null,{"$f":"VLOOKUP('1. Eff Raw Data'!S1479,'CAS#check'!A$2:A$190,1,FALSE)","v":{"$error":"#N/A"}},1]
[null,null,{"$f":"VLOOKUP('1. Eff Raw Data'!S1480,'CAS#check'!A$2:A$190,1,FALSE)","v":{"$error":"#N/A"}},1]
[null,null,{"$f":"VLOOKUP('1. Eff Raw Data'!S1481,'CAS#check'!A$2:A$190,1,FALSE)","v":{"$error":"#N/A"}},1]
[null,null,{"$f":"VLOOKUP('1. Eff Raw Data'!S1482,'CAS#check'!A$2:A$190,1,FALSE)","v":{"$error":"#N/A"}},1]
[null,null,{"$f":"VLOOKUP('1. Eff Raw Data'!S1483,'CAS#check'!A$2:A$190,1,FALSE)","v":{"$error":"#N/A"}},1]
[null,null,{"$f":"VLOOKUP('1. Eff Raw Data'!S1484,'CAS#check'!A$2:A$190,1,FALSE)","v":{"$error":"#N/A"}},1]
[null,null,{"$f":"VLOOKUP('1. Eff Raw Data'!S1485,'CAS#check'!A$2:A$190,1,FALSE)","v":{"$error":"#N/A"}},1]
[null,null,{"$f":"VLOOKUP('1. Eff Raw Data'!S1486,'CAS#check'!A$2:A$190,1,FALSE)","v":{"$error":"#N/A"}},1]
[null,null,{"$f":"VLOOKUP('1. Eff Raw Data'!S1487,'CAS#check'!A$2:A$190,1,FALSE)","v":{"$error":"#N/A"}},1]
[null,null,{"$f":"VLOOKUP('1. Eff Raw Data'!S1488,'CAS#check'!A$2:A$190,1,FALSE)","v":{"$error":"#N/A"}},1]
[null,null,{"$f":"VLOOKUP('1. Eff Raw Data'!S1489,'CAS#check'!A$2:A$190,1,FALSE)","v":{"$error":"#N/A"}},1]
[null,null,{"$f":"VLOOKUP('1. Eff Raw Data'!S1490,'CAS#check'!A$2:A$190,1,FALSE)","v":{"$error":"#N/A"}},1]
[null,null,{"$f":"VLOOKUP('1. Eff Raw Data'!S1491,'CAS#check'!A$2:A$190,1,FALSE)","v":{"$error":"#N/A"}},1]
[null,null,{"$f":"VLOOKUP('1. Eff Raw Data'!S1492,'CAS#check'!A$2:A$190,1,FALSE)","v":{"$error":"#N/A"}},1]
[null,null,{"$f":"VLOOKUP('1. Eff Raw Data'!S1493,'CAS#check'!A$2:A$190,1,FALSE)","v":{"$error":"#N/A"}},1]
[null,null,{"$f":"VLOOKUP('1. Eff Raw Data'!S1494,'CAS#check'!A$2:A$190,1,FALSE)","v":{"$error":"#N/A"}},1]
[null,null,{"$f":"VLOOKUP('1. Eff Raw Data'!S1495,'CAS#check'!A$2:A$190,1,FALSE)","v":{"$error":"#N/A"}},1]
[null,null,{"$f":"VLOOKUP('1. Eff Raw Data'!S1496,'CAS#check'!A$2:A$190,1,FALSE)","v":{"$error":"#N/A"}},1]
[null,null,{"$f":"VLOOKUP('1. Eff Raw Data'!S1497,'CAS#check'!A$2:A$190,1,FALSE)","v":{"$error":"#N/A"}},1]
[null,null,{"$f":"VLOOKUP('1. Eff Raw Data'!S1498,'CAS#check'!A$2:A$190,1,FALSE)","v":{"$error":"#N/A"}},1]
[null,null,{"$f":"VLOOKUP('1. Eff Raw Data'!S1499,'CAS#check'!A$2:A$190,1,FALSE)","v":{"$error":"#N/A"}},1]
[null,null,{"$f":"VLOOKUP('1. Eff Raw Data'!S1500,'CAS#check'!A$2:A$190,1,FALSE)","v":{"$error":"#N/A"}},1]
[null,null,{"$f":"VLOOKUP('1. Eff Raw Data'!S1501,'CAS#check'!A$2:A$190,1,FALSE)","v":{"$error":"#N/A"}},1]
[null,null,{"$f":"VLOOKUP('1. Eff Raw Data'!S1502,'CAS#check'!A$2:A$190,1,FALSE)","v":{"$error":"#N/A"}},1]
[null,null,{"$f":"VLOOKUP('1. Eff Raw Data'!S1503,'CAS#check'!A$2:A$190,1,FALSE)","v":{"$error":"#N/A"}},1]
[null,null,{"$f":"VLOOKUP('1. Eff Raw Data'!S1504,'CAS#check'!A$2:A$190,1,FALSE)","v":{"$error":"#N/A"}},1]
[null,null,{"$f":"VLOOKUP('1. Eff Raw Data'!S1505,'CAS#check'!A$2:A$190,1,FALSE)","v":{"$error":"#N/A"}},1]
[null,null,{"$f":"VLOOKUP('1. Eff Raw Data'!S1506,'CAS#check'!A$2:A$190,1,FALSE)","v":{"$error":"#N/A"}},1]
[null,null,{"$f":"VLOOKUP('1. Eff Raw Data'!S1507,'CAS#check'!A$2:A$190,1,FALSE)","v":{"$error":"#N/A"}},1]
[null,null,{"$f":"VLOOKUP('1. Eff Raw Data'!S1508,'CAS#check'!A$2:A$190,1,FALSE)","v":{"$error":"#N/A"}},1]
[null,null,{"$f":"VLOOKUP('1. Eff Raw Data'!S1509,'CAS#check'!A$2:A$190,1,FALSE)","v":{"$error":"#N/A"}},1]
[null,null,{"$f":"VLOOKUP('1. Eff Raw Data'!S1510,'CAS#check'!A$2:A$190,1,FALSE)","v":{"$error":"#N/A"}},1]
[null,null,{"$f":"VLOOKUP('1. Eff Raw Data'!S1511,'CAS#check'!A$2:A$190,1,FALSE)","v":{"$error":"#N/A"}},1]
[null,null,{"$f":"VLOOKUP('1. Eff Raw Data'!S1512,'CAS#check'!A$2:A$190,1,FALSE)","v":{"$error":"#N/A"}},1]
[null,null,{"$f":"VLOOKUP('1. Eff Raw Data'!S1513,'CAS#check'!A$2:A$190,1,FALSE)","v":{"$error":"#N/A"}},1]
[null,null,{"$f":"VLOOKUP('1. Eff Raw Data'!S1514,'CAS#check'!A$2:A$190,1,FALSE)","v":{"$error":"#N/A"}},1]
[null,null,{"$f":"VLOOKUP('1. Eff Raw Data'!S1515,'CAS#check'!A$2:A$190,1,FALSE)","v":{"$error":"#N/A"}},1]
[null,null,{"$f":"VLOOKUP('1. Eff Raw Data'!S1516,'CAS#check'!A$2:A$190,1,FALSE)","v":{"$error":"#N/A"}},1]
[null,null,{"$f":"VLOOKUP('1. Eff Raw Data'!S1517,'CAS#check'!A$2:A$190,1,FALSE)","v":{"$error":"#N/A"}},1]
[null,null,{"$f":"VLOOKUP('1. Eff Raw Data'!S1518,'CAS#check'!A$2:A$190,1,FALSE)","v":{"$error":"#N/A"}},1]
[null,null,{"$f":"VLOOKUP('1. Eff Raw Data'!S1519,'CAS#check'!A$2:A$190,1,FALSE)","v":{"$error":"#N/A"}},1]
[null,null,{"$f":"VLOOKUP('1. Eff Raw Data'!S1520,'CAS#check'!A$2:A$190,1,FALSE)","v":{"$error":"#N/A"}},1]
[null,null,{"$f":"VLOOKUP('1. Eff Raw Data'!S1521,'CAS#check'!A$2:A$190,1,FALSE)","v":{"$error":"#N/A"}},1]
[null,null,{"$f":"VLOOKUP('1. Eff Raw Data'!S1522,'CAS#check'!A$2:A$190,1,FALSE)","v":{"$error":"#N/A"}},1]
[null,null,{"$f":"VLOOKUP('1. Eff Raw Data'!S1523,'CAS#check'!A$2:A$190,1,FALSE)","v":{"$error":"#N/A"}},1]
[null,null,{"$f":"VLOOKUP('1. Eff Raw Data'!S1524,'CAS#check'!A$2:A$190,1,FALSE)","v":{"$error":"#N/A"}},1]
[null,null,{"$f":"VLOOKUP('1. Eff Raw Data'!S1525,'CAS#check'!A$2:A$190,1,FALSE)","v":{"$error":"#N/A"}},1]
[null,null,{"$f":"VLOOKUP('1. Eff Raw Data'!S1526,'CAS#check'!A$2:A$190,1,FALSE)","v":{"$error":"#N/A"}},1]
[null,null,{"$f":"VLOOKUP('1. Eff Raw Data'!S1527,'CAS#check'!A$2:A$190,1,FALSE)","v":{"$error":"#N/A"}},1]
[null,null,{"$f":"VLOOKUP('1. Eff Raw Data'!S1528,'CAS#check'!A$2:A$190,1,FALSE)","v":{"$error":"#N/A"}},1]
[null,null,{"$f":"VLOOKUP('1. Eff Raw Data'!S1529,'CAS#check'!A$2:A$190,1,FALSE)","v":{"$error":"#N/A"}},1]
[null,null,{"$f":"VLOOKUP('1. Eff Raw Data'!S1530,'CAS#check'!A$2:A$190,1,FALSE)","v":{"$error":"#N/A"}},1]
[null,null,{"$f":"VLOOKUP('1. Eff Raw Data'!S1531,'CAS#check'!A$2:A$190,1,FALSE)","v":{"$error":"#N/A"}},1]
[null,null,{"$f":"VLOOKUP('1. Eff Raw Data'!S1532,'CAS#check'!A$2:A$190,1,FALSE)","v":{"$error":"#N/A"}},1]
[null,null,{"$f":"VLOOKUP('1. Eff Raw Data'!S1533,'CAS#check'!A$2:A$190,1,FALSE)","v":{"$error":"#N/A"}},1]
[null,null,{"$f":"VLOOKUP('1. Eff Raw Data'!S1534,'CAS#check'!A$2:A$190,1,FALSE)","v":{"$error":"#N/A"}},1]
[null,null,{"$f":"VLOOKUP('1. Eff Raw Data'!S1535,'CAS#check'!A$2:A$190,1,FALSE)","v":{"$error":"#N/A"}},1]
[null,null,{"$f":"VLOOKUP('1. Eff Raw Data'!S1536,'CAS#check'!A$2:A$190,1,FALSE)","v":{"$error":"#N/A"}},1]
[null,null,{"$f":"VLOOKUP('1. Eff Raw Data'!S1537,'CAS#check'!A$2:A$190,1,FALSE)","v":{"$error":"#N/A"}},1]
[null,null,{"$f":"VLOOKUP('1. Eff Raw Data'!S1538,'CAS#check'!A$2:A$190,1,FALSE)","v":{"$error":"#N/A"}},1]
[null,null,{"$f":"VLOOKUP('1. Eff Raw Data'!S1539,'CAS#check'!A$2:A$190,1,FALSE)","v":{"$error":"#N/A"}},1]
[null,null,{"$f":"VLOOKUP('1. Eff Raw Data'!S1540,'CAS#check'!A$2:A$190,1,FALSE)","v":{"$error":"#N/A"}},1]
[null,null,{"$f":"VLOOKUP('1. Eff Raw Data'!S1541,'CAS#check'!A$2:A$190,1,FALSE)","v":{"$error":"#N/A"}},{"$f":"IFERROR(_xlfn.IFNA(0*C1541,1),0)","v":1}]
[null,null,{"$f":"VLOOKUP('1. Eff Raw Data'!S1542,'CAS#check'!A$2:A$190,1,FALSE)","v":{"$error":"#N/A"}},1]
[null,null,{"$f":"VLOOKUP('1. Eff Raw Data'!S1543,'CAS#check'!A$2:A$190,1,FALSE)","v":{"$error":"#N/A"}},1]
[null,null,{"$f":"VLOOKUP('1. Eff Raw Data'!S1544,'CAS#check'!A$2:A$190,1,FALSE)","v":{"$error":"#N/A"}},1]
[null,null,{"$f":"VLOOKUP('1. Eff Raw Data'!S1545,'CAS#check'!A$2:A$190,1,FALSE)","v":{"$error":"#N/A"}},1]
[null,null,{"$f":"VLOOKUP('1. Eff Raw Data'!S1546,'CAS#check'!A$2:A$190,1,FALSE)","v":{"$error":"#N/A"}},1]
[null,null,{"$f":"VLOOKUP('1. Eff Raw Data'!S1547,'CAS#check'!A$2:A$190,1,FALSE)","v":{"$error":"#N/A"}},1]
[null,null,{"$f":"VLOOKUP('1. Eff Raw Data'!S1548,'CAS#check'!A$2:A$190,1,FALSE)","v":{"$error":"#N/A"}},1]
[null,null,{"$f":"VLOOKUP('1. Eff Raw Data'!S1549,'CAS#check'!A$2:A$190,1,FALSE)","v":{"$error":"#N/A"}},1]
[null,null,{"$f":"VLOOKUP('1. Eff Raw Data'!S1550,'CAS#check'!A$2:A$190,1,FALSE)","v":{"$error":"#N/A"}},1]
[null,null,{"$f":"VLOOKUP('1. Eff Raw Data'!S1551,'CAS#check'!A$2:A$190,1,FALSE)","v":{"$error":"#N/A"}},1]
[null,null,{"$f":"VLOOKUP('1. Eff Raw Data'!S1552,'CAS#check'!A$2:A$190,1,FALSE)","v":{"$error":"#N/A"}},1]
[null,null,{"$f":"VLOOKUP('1. Eff Raw Data'!S1553,'CAS#check'!A$2:A$190,1,FALSE)","v":{"$error":"#N/A"}},1]
[null,null,{"$f":"VLOOKUP('1. Eff Raw Data'!S1554,'CAS#check'!A$2:A$190,1,FALSE)","v":{"$error":"#N/A"}},1]
[null,null,{"$f":"VLOOKUP('1. Eff Raw Data'!S1555,'CAS#check'!A$2:A$190,1,FALSE)","v":{"$error":"#N/A"}},1]
[null,null,{"$f":"VLOOKUP('1. Eff Raw Data'!S1556,'CAS#check'!A$2:A$190,1,FALSE)","v":{"$error":"#N/A"}},1]
[null,null,{"$f":"VLOOKUP('1. Eff Raw Data'!S1557,'CAS#check'!A$2:A$190,1,FALSE)","v":{"$error":"#N/A"}},1]
[null,null,{"$f":"VLOOKUP('1. Eff Raw Data'!S1558,'CAS#check'!A$2:A$190,1,FALSE)","v":{"$error":"#N/A"}},1]
[null,null,{"$f":"VLOOKUP('1. Eff Raw Data'!S1559,'CAS#check'!A$2:A$190,1,FALSE)","v":{"$error":"#N/A"}},1]
[null,null,{"$f":"VLOOKUP('1. Eff Raw Data'!S1560,'CAS#check'!A$2:A$190,1,FALSE)","v":{"$error":"#N/A"}},1]
[null,null,{"$f":"VLOOKUP('1. Eff Raw Data'!S1561,'CAS#check'!A$2:A$190,1,FALSE)","v":{"$error":"#N/A"}},1]
[null,null,{"$f":"VLOOKUP('1. Eff Raw Data'!S1562,'CAS#check'!A$2:A$190,1,FALSE)","v":{"$error":"#N/A"}},1]
[null,null,{"$f":"VLOOKUP('1. Eff Raw Data'!S1563,'CAS#check'!A$2:A$190,1,FALSE)","v":{"$error":"#N/A"}},1]
[null,null,{"$f":"VLOOKUP('1. Eff Raw Data'!S1564,'CAS#check'!A$2:A$190,1,FALSE)","v":{"$error":"#N/A"}},1]
[null,null,{"$f":"VLOOKUP('1. Eff Raw Data'!S1565,'CAS#check'!A$2:A$190,1,FALSE)","v":{"$error":"#N/A"}},1]
[null,null,{"$f":"VLOOKUP('1. Eff Raw Data'!S1566,'CAS#check'!A$2:A$190,1,FALSE)","v":{"$error":"#N/A"}},1]
[null,null,{"$f":"VLOOKUP('1. Eff Raw Data'!S1567,'CAS#check'!A$2:A$190,1,FALSE)","v":{"$error":"#N/A"}},1]
[null,null,{"$f":"VLOOKUP('1. Eff Raw Data'!S1568,'CAS#check'!A$2:A$190,1,FALSE)","v":{"$error":"#N/A"}},1]
[null,null,{"$f":"VLOOKUP('1. Eff Raw Data'!S1569,'CAS#check'!A$2:A$190,1,FALSE)","v":{"$error":"#N/A"}},1]
[null,null,{"$f":"VLOOKUP('1. Eff Raw Data'!S1570,'CAS#check'!A$2:A$190,1,FALSE)","v":{"$error":"#N/A"}},1]
[null,null,{"$f":"VLOOKUP('1. Eff Raw Data'!S1571,'CAS#check'!A$2:A$190,1,FALSE)","v":{"$error":"#N/A"}},1]
[null,null,{"$f":"VLOOKUP('1. Eff Raw Data'!S1572,'CAS#check'!A$2:A$190,1,FALSE)","v":{"$error":"#N/A"}},1]
[null,null,{"$f":"VLOOKUP('1. Eff Raw Data'!S1573,'CAS#check'!A$2:A$190,1,FALSE)","v":{"$error":"#N/A"}},1]
[null,null,{"$f":"VLOOKUP('1. Eff Raw Data'!S1574,'CAS#check'!A$2:A$190,1,FALSE)","v":{"$error":"#N/A"}},1]
[null,null,{"$f":"VLOOKUP('1. Eff Raw Data'!S1575,'CAS#check'!A$2:A$190,1,FALSE)","v":{"$error":"#N/A"}},1]
[null,null,{"$f":"VLOOKUP('1. Eff Raw Data'!S1576,'CAS#check'!A$2:A$190,1,FALSE)","v":{"$error":"#N/A"}},1]
[null,null,{"$f":"VLOOKUP('1. Eff Raw Data'!S1577,'CAS#check'!A$2:A$190,1,FALSE)","v":{"$error":"#N/A"}},1]
[null,null,{"$f":"VLOOKUP('1. Eff Raw Data'!S1578,'CAS#check'!A$2:A$190,1,FALSE)","v":{"$error":"#N/A"}},1]
[null,null,{"$f":"VLOOKUP('1. Eff Raw Data'!S1579,'CAS#check'!A$2:A$190,1,FALSE)","v":{"$error":"#N/A"}},1]
[null,null,{"$f":"VLOOKUP('1. Eff Raw Data'!S1580,'CAS#check'!A$2:A$190,1,FALSE)","v":{"$error":"#N/A"}},1]
[null,null,{"$f":"VLOOKUP('1. Eff Raw Data'!S1581,'CAS#check'!A$2:A$190,1,FALSE)","v":{"$error":"#N/A"}},1]
[null,null,{"$f":"VLOOKUP('1. Eff Raw Data'!S1582,'CAS#check'!A$2:A$190,1,FALSE)","v":{"$error":"#N/A"}},1]
[null,null,{"$f":"VLOOKUP('1. Eff Raw Data'!S1583,'CAS#check'!A$2:A$190,1,FALSE)","v":{"$error":"#N/A"}},1]
[null,null,{"$f":"VLOOKUP('1. Eff Raw Data'!S1584,'CAS#check'!A$2:A$190,1,FALSE)","v":{"$error":"#N/A"}},1]
[null,null,{"$f":"VLOOKUP('1. Eff Raw Data'!S1585,'CAS#check'!A$2:A$190,1,FALSE)","v":{"$error":"#N/A"}},1]
[null,null,{"$f":"VLOOKUP('1. Eff Raw Data'!S1586,'CAS#check'!A$2:A$190,1,FALSE)","v":{"$error":"#N/A"}},1]
[null,null,{"$f":"VLOOKUP('1. Eff Raw Data'!S1587,'CAS#check'!A$2:A$190,1,FALSE)","v":{"$error":"#N/A"}},1]
[null,null,{"$f":"VLOOKUP('1. Eff Raw Data'!S1588,'CAS#check'!A$2:A$190,1,FALSE)","v":{"$error":"#N/A"}},1]
[null,null,{"$f":"VLOOKUP('1. Eff Raw Data'!S1589,'CAS#check'!A$2:A$190,1,FALSE)","v":{"$error":"#N/A"}},1]
[null,null,{"$f":"VLOOKUP('1. Eff Raw Data'!S1590,'CAS#check'!A$2:A$190,1,FALSE)","v":{"$error":"#N/A"}},1]
[null,null,{"$f":"VLOOKUP('1. Eff Raw Data'!S1591,'CAS#check'!A$2:A$190,1,FALSE)","v":{"$error":"#N/A"}},1]
[null,null,{"$f":"VLOOKUP('1. Eff Raw Data'!S1592,'CAS#check'!A$2:A$190,1,FALSE)","v":{"$error":"#N/A"}},1]
[null,null,{"$f":"VLOOKUP('1. Eff Raw Data'!S1593,'CAS#check'!A$2:A$190,1,FALSE)","v":{"$error":"#N/A"}},1]
[null,null,{"$f":"VLOOKUP('1. Eff Raw Data'!S1594,'CAS#check'!A$2:A$190,1,FALSE)","v":{"$error":"#N/A"}},1]
[null,null,{"$f":"VLOOKUP('1. Eff Raw Data'!S1595,'CAS#check'!A$2:A$190,1,FALSE)","v":{"$error":"#N/A"}},1]
[null,null,{"$f":"VLOOKUP('1. Eff Raw Data'!S1596,'CAS#check'!A$2:A$190,1,FALSE)","v":{"$error":"#N/A"}},1]
[null,null,{"$f":"VLOOKUP('1. Eff Raw Data'!S1597,'CAS#check'!A$2:A$190,1,FALSE)","v":{"$error":"#N/A"}},1]
[null,null,{"$f":"VLOOKUP('1. Eff Raw Data'!S1598,'CAS#check'!A$2:A$190,1,FALSE)","v":{"$error":"#N/A"}},1]
[null,null,{"$f":"VLOOKUP('1. Eff Raw Data'!S1599,'CAS#check'!A$2:A$190,1,FALSE)","v":{"$error":"#N/A"}},1]
[null,null,{"$f":"VLOOKUP('1. Eff Raw Data'!S1600,'CAS#check'!A$2:A$190,1,FALSE)","v":{"$error":"#N/A"}},1]
[null,null,{"$f":"VLOOKUP('1. Eff Raw Data'!S1601,'CAS#check'!A$2:A$190,1,FALSE)","v":{"$error":"#N/A"}},1]
[null,null,{"$f":"VLOOKUP('1. Eff Raw Data'!S1602,'CAS#check'!A$2:A$190,1,FALSE)","v":{"$error":"#N/A"}},1]
[null,null,{"$f":"VLOOKUP('1. Eff Raw Data'!S1603,'CAS#check'!A$2:A$190,1,FALSE)","v":{"$error":"#N/A"}},1]
[null,null,{"$f":"VLOOKUP('1. Eff Raw Data'!S1604,'CAS#check'!A$2:A$190,1,FALSE)","v":{"$error":"#N/A"}},1]
[null,null,{"$f":"VLOOKUP('1. Eff Raw Data'!S1605,'CAS#check'!A$2:A$190,1,FALSE)","v":{"$error":"#N/A"}},{"$f":"IFERROR(_xlfn.IFNA(0*C1605,1),0)","v":1}]
[null,null,{"$f":"VLOOKUP('1. Eff Raw Data'!S1606,'CAS#check'!A$2:A$190,1,FALSE)","v":{"$error":"#N/A"}},1]
[null,null,{"$f":"VLOOKUP('1. Eff Raw Data'!S1607,'CAS#check'!A$2:A$190,1,FALSE)","v":{"$error":"#N/A"}},1]
[null,null,{"$f":"VLOOKUP('1. Eff Raw Data'!S1608,'CAS#check'!A$2:A$190,1,FALSE)","v":{"$error":"#N/A"}},1]
[null,null,{"$f":"VLOOKUP('1. Eff Raw Data'!S1609,'CAS#check'!A$2:A$190,1,FALSE)","v":{"$error":"#N/A"}},1]
[null,null,{"$f":"VLOOKUP('1. Eff Raw Data'!S1610,'CAS#check'!A$2:A$190,1,FALSE)","v":{"$error":"#N/A"}},1]
[null,null,{"$f":"VLOOKUP('1. Eff Raw Data'!S1611,'CAS#check'!A$2:A$190,1,FALSE)","v":{"$error":"#N/A"}},1]
[null,null,{"$f":"VLOOKUP('1. Eff Raw Data'!S1612,'CAS#check'!A$2:A$190,1,FALSE)","v":{"$error":"#N/A"}},1]
[null,null,{"$f":"VLOOKUP('1. Eff Raw Data'!S1613,'CAS#check'!A$2:A$190,1,FALSE)","v":{"$error":"#N/A"}},1]
[null,null,{"$f":"VLOOKUP('1. Eff Raw Data'!S1614,'CAS#check'!A$2:A$190,1,FALSE)","v":{"$error":"#N/A"}},1]
[null,null,{"$f":"VLOOKUP('1. Eff Raw Data'!S1615,'CAS#check'!A$2:A$190,1,FALSE)","v":{"$error":"#N/A"}},1]
[null,null,{"$f":"VLOOKUP('1. Eff Raw Data'!S1616,'CAS#check'!A$2:A$190,1,FALSE)","v":{"$error":"#N/A"}},1]
[null,null,{"$f":"VLOOKUP('1. Eff Raw Data'!S1617,'CAS#check'!A$2:A$190,1,FALSE)","v":{"$error":"#N/A"}},1]
[null,null,{"$f":"VLOOKUP('1. Eff Raw Data'!S1618,'CAS#check'!A$2:A$190,1,FALSE)","v":{"$error":"#N/A"}},1]
[null,null,{"$f":"VLOOKUP('1. Eff Raw Data'!S1619,'CAS#check'!A$2:A$190,1,FALSE)","v":{"$error":"#N/A"}},1]
[null,null,{"$f":"VLOOKUP('1. Eff Raw Data'!S1620,'CAS#check'!A$2:A$190,1,FALSE)","v":{"$error":"#N/A"}},1]
[null,null,{"$f":"VLOOKUP('1. Eff Raw Data'!S1621,'CAS#check'!A$2:A$190,1,FALSE)","v":{"$error":"#N/A"}},1]
[null,null,{"$f":"VLOOKUP('1. Eff Raw Data'!S1622,'CAS#check'!A$2:A$190,1,FALSE)","v":{"$error":"#N/A"}},1]
[null,null,{"$f":"VLOOKUP('1. Eff Raw Data'!S1623,'CAS#check'!A$2:A$190,1,FALSE)","v":{"$error":"#N/A"}},1]
[null,null,{"$f":"VLOOKUP('1. Eff Raw Data'!S1624,'CAS#check'!A$2:A$190,1,FALSE)","v":{"$error":"#N/A"}},1]
[null,null,{"$f":"VLOOKUP('1. Eff Raw Data'!S1625,'CAS#check'!A$2:A$190,1,FALSE)","v":{"$error":"#N/A"}},1]
[null,null,{"$f":"VLOOKUP('1. Eff Raw Data'!S1626,'CAS#check'!A$2:A$190,1,FALSE)","v":{"$error":"#N/A"}},1]
[null,null,{"$f":"VLOOKUP('1. Eff Raw Data'!S1627,'CAS#check'!A$2:A$190,1,FALSE)","v":{"$error":"#N/A"}},1]
[null,null,{"$f":"VLOOKUP('1. Eff Raw Data'!S1628,'CAS#check'!A$2:A$190,1,FALSE)","v":{"$error":"#N/A"}},1]
[null,null,{"$f":"VLOOKUP('1. Eff Raw Data'!S1629,'CAS#check'!A$2:A$190,1,FALSE)","v":{"$error":"#N/A"}},1]
[null,null,{"$f":"VLOOKUP('1. Eff Raw Data'!S1630,'CAS#check'!A$2:A$190,1,FALSE)","v":{"$error":"#N/A"}},1]
[null,null,{"$f":"VLOOKUP('1. Eff Raw Data'!S1631,'CAS#check'!A$2:A$190,1,FALSE)","v":{"$error":"#N/A"}},1]
[null,null,{"$f":"VLOOKUP('1. Eff Raw Data'!S1632,'CAS#check'!A$2:A$190,1,FALSE)","v":{"$error":"#N/A"}},1]
[null,null,{"$f":"VLOOKUP('1. Eff Raw Data'!S1633,'CAS#check'!A$2:A$190,1,FALSE)","v":{"$error":"#N/A"}},1]
[null,null,{"$f":"VLOOKUP('1. Eff Raw Data'!S1634,'CAS#check'!A$2:A$190,1,FALSE)","v":{"$error":"#N/A"}},1]
[null,null,{"$f":"VLOOKUP('1. Eff Raw Data'!S1635,'CAS#check'!A$2:A$190,1,FALSE)","v":{"$error":"#N/A"}},1]
[null,null,{"$f":"VLOOKUP('1. Eff Raw Data'!S1636,'CAS#check'!A$2:A$190,1,FALSE)","v":{"$error":"#N/A"}},1]
[null,null,{"$f":"VLOOKUP('1. Eff Raw Data'!S1637,'CAS#check'!A$2:A$190,1,FALSE)","v":{"$error":"#N/A"}},1]
[null,null,{"$f":"VLOOKUP('1. Eff Raw Data'!S1638,'CAS#check'!A$2:A$190,1,FALSE)","v":{"$error":"#N/A"}},1]
[null,null,{"$f":"VLOOKUP('1. Eff Raw Data'!S1639,'CAS#check'!A$2:A$190,1,FALSE)","v":{"$error":"#N/A"}},1]
[null,null,{"$f":"VLOOKUP('1. Eff Raw Data'!S1640,'CAS#check'!A$2:A$190,1,FALSE)","v":{"$error":"#N/A"}},1]
[null,null,{"$f":"VLOOKUP('1. Eff Raw Data'!S1641,'CAS#check'!A$2:A$190,1,FALSE)","v":{"$error":"#N/A"}},1]
[null,null,{"$f":"VLOOKUP('1. Eff Raw Data'!S1642,'CAS#check'!A$2:A$190,1,FALSE)","v":{"$error":"#N/A"}},1]
[null,null,{"$f":"VLOOKUP('1. Eff Raw Data'!S1643,'CAS#check'!A$2:A$190,1,FALSE)","v":{"$error":"#N/A"}},1]
[null,null,{"$f":"VLOOKUP('1. Eff Raw Data'!S1644,'CAS#check'!A$2:A$190,1,FALSE)","v":{"$error":"#N/A"}},1]
[null,null,{"$f":"VLOOKUP('1. Eff Raw Data'!S1645,'CAS#check'!A$2:A$190,1,FALSE)","v":{"$error":"#N/A"}},1]
[null,null,{"$f":"VLOOKUP('1. Eff Raw Data'!S1646,'CAS#check'!A$2:A$190,1,FALSE)","v":{"$error":"#N/A"}},1]
[null,null,{"$f":"VLOOKUP('1. Eff Raw Data'!S1647,'CAS#check'!A$2:A$190,1,FALSE)","v":{"$error":"#N/A"}},1]
[null,null,{"$f":"VLOOKUP('1. Eff Raw Data'!S1648,'CAS#check'!A$2:A$190,1,FALSE)","v":{"$error":"#N/A"}},1]
[null,null,{"$f":"VLOOKUP('1. Eff Raw Data'!S1649,'CAS#check'!A$2:A$190,1,FALSE)","v":{"$error":"#N/A"}},1]
[null,null,{"$f":"VLOOKUP('1. Eff Raw Data'!S1650,'CAS#check'!A$2:A$190,1,FALSE)","v":{"$error":"#N/A"}},1]
[null,null,{"$f":"VLOOKUP('1. Eff Raw Data'!S1651,'CAS#check'!A$2:A$190,1,FALSE)","v":{"$error":"#N/A"}},1]
[null,null,{"$f":"VLOOKUP('1. Eff Raw Data'!S1652,'CAS#check'!A$2:A$190,1,FALSE)","v":{"$error":"#N/A"}},1]
[null,null,{"$f":"VLOOKUP('1. Eff Raw Data'!S1653,'CAS#check'!A$2:A$190,1,FALSE)","v":{"$error":"#N/A"}},1]
[null,null,{"$f":"VLOOKUP('1. Eff Raw Data'!S1654,'CAS#check'!A$2:A$190,1,FALSE)","v":{"$error":"#N/A"}},1]
[null,null,{"$f":"VLOOKUP('1. Eff Raw Data'!S1655,'CAS#check'!A$2:A$190,1,FALSE)","v":{"$error":"#N/A"}},1]
[null,null,{"$f":"VLOOKUP('1. Eff Raw Data'!S1656,'CAS#check'!A$2:A$190,1,FALSE)","v":{"$error":"#N/A"}},1]
[null,null,{"$f":"VLOOKUP('1. Eff Raw Data'!S1657,'CAS#check'!A$2:A$190,1,FALSE)","v":{"$error":"#N/A"}},1]
[null,null,{"$f":"VLOOKUP('1. Eff Raw Data'!S1658,'CAS#check'!A$2:A$190,1,FALSE)","v":{"$error":"#N/A"}},1]
[null,null,{"$f":"VLOOKUP('1. Eff Raw Data'!S1659,'CAS#check'!A$2:A$190,1,FALSE)","v":{"$error":"#N/A"}},1]
[null,null,{"$f":"VLOOKUP('1. Eff Raw Data'!S1660,'CAS#check'!A$2:A$190,1,FALSE)","v":{"$error":"#N/A"}},1]
[null,null,{"$f":"VLOOKUP('1. Eff Raw Data'!S1661,'CAS#check'!A$2:A$190,1,FALSE)","v":{"$error":"#N/A"}},1]
[null,null,{"$f":"VLOOKUP('1. Eff Raw Data'!S1662,'CAS#check'!A$2:A$190,1,FALSE)","v":{"$error":"#N/A"}},1]
[null,null,{"$f":"VLOOKUP('1. Eff Raw Data'!S1663,'CAS#check'!A$2:A$190,1,FALSE)","v":{"$error":"#N/A"}},1]
[null,null,{"$f":"VLOOKUP('1. Eff Raw Data'!S1664,'CAS#check'!A$2:A$190,1,FALSE)","v":{"$error":"#N/A"}},1]
[null,null,{"$f":"VLOOKUP('1. Eff Raw Data'!S1665,'CAS#check'!A$2:A$190,1,FALSE)","v":{"$error":"#N/A"}},1]
[null,null,{"$f":"VLOOKUP('1. Eff Raw Data'!S1666,'CAS#check'!A$2:A$190,1,FALSE)","v":{"$error":"#N/A"}},1]
[null,null,{"$f":"VLOOKUP('1. Eff Raw Data'!S1667,'CAS#check'!A$2:A$190,1,FALSE)","v":{"$error":"#N/A"}},1]
[null,null,{"$f":"VLOOKUP('1. Eff Raw Data'!S1668,'CAS#check'!A$2:A$190,1,FALSE)","v":{"$error":"#N/A"}},1]
[null,null,{"$f":"VLOOKUP('1. Eff Raw Data'!S1669,'CAS#check'!A$2:A$190,1,FALSE)","v":{"$error":"#N/A"}},{"$f":"IFERROR(_xlfn.IFNA(0*C1669,1),0)","v":1}]
[null,null,{"$f":"VLOOKUP('1. Eff Raw Data'!S1670,'CAS#check'!A$2:A$190,1,FALSE)","v":{"$error":"#N/A"}},1]
[null,null,{"$f":"VLOOKUP('1. Eff Raw Data'!S1671,'CAS#check'!A$2:A$190,1,FALSE)","v":{"$error":"#N/A"}},1]
[null,null,{"$f":"VLOOKUP('1. Eff Raw Data'!S1672,'CAS#check'!A$2:A$190,1,FALSE)","v":{"$error":"#N/A"}},1]
[null,null,{"$f":"VLOOKUP('1. Eff Raw Data'!S1673,'CAS#check'!A$2:A$190,1,FALSE)","v":{"$error":"#N/A"}},1]
[null,null,{"$f":"VLOOKUP('1. Eff Raw Data'!S1674,'CAS#check'!A$2:A$190,1,FALSE)","v":{"$error":"#N/A"}},1]
[null,null,{"$f":"VLOOKUP('1. Eff Raw Data'!S1675,'CAS#check'!A$2:A$190,1,FALSE)","v":{"$error":"#N/A"}},1]
[null,null,{"$f":"VLOOKUP('1. Eff Raw Data'!S1676,'CAS#check'!A$2:A$190,1,FALSE)","v":{"$error":"#N/A"}},1]
[null,null,{"$f":"VLOOKUP('1. Eff Raw Data'!S1677,'CAS#check'!A$2:A$190,1,FALSE)","v":{"$error":"#N/A"}},1]
[null,null,{"$f":"VLOOKUP('1. Eff Raw Data'!S1678,'CAS#check'!A$2:A$190,1,FALSE)","v":{"$error":"#N/A"}},1]
[null,null,{"$f":"VLOOKUP('1. Eff Raw Data'!S1679,'CAS#check'!A$2:A$190,1,FALSE)","v":{"$error":"#N/A"}},1]
[null,null,{"$f":"VLOOKUP('1. Eff Raw Data'!S1680,'CAS#check'!A$2:A$190,1,FALSE)","v":{"$error":"#N/A"}},1]
[null,null,{"$f":"VLOOKUP('1. Eff Raw Data'!S1681,'CAS#check'!A$2:A$190,1,FALSE)","v":{"$error":"#N/A"}},1]
[null,null,{"$f":"VLOOKUP('1. Eff Raw Data'!S1682,'CAS#check'!A$2:A$190,1,FALSE)","v":{"$error":"#N/A"}},1]
[null,null,{"$f":"VLOOKUP('1. Eff Raw Data'!S1683,'CAS#check'!A$2:A$190,1,FALSE)","v":{"$error":"#N/A"}},1]
[null,null,{"$f":"VLOOKUP('1. Eff Raw Data'!S1684,'CAS#check'!A$2:A$190,1,FALSE)","v":{"$error":"#N/A"}},1]
[null,null,{"$f":"VLOOKUP('1. Eff Raw Data'!S1685,'CAS#check'!A$2:A$190,1,FALSE)","v":{"$error":"#N/A"}},1]
[null,null,{"$f":"VLOOKUP('1. Eff Raw Data'!S1686,'CAS#check'!A$2:A$190,1,FALSE)","v":{"$error":"#N/A"}},1]
[null,null,{"$f":"VLOOKUP('1. Eff Raw Data'!S1687,'CAS#check'!A$2:A$190,1,FALSE)","v":{"$error":"#N/A"}},1]
[null,null,{"$f":"VLOOKUP('1. Eff Raw Data'!S1688,'CAS#check'!A$2:A$190,1,FALSE)","v":{"$error":"#N/A"}},1]
[null,null,{"$f":"VLOOKUP('1. Eff Raw Data'!S1689,'CAS#check'!A$2:A$190,1,FALSE)","v":{"$error":"#N/A"}},1]
[null,null,{"$f":"VLOOKUP('1. Eff Raw Data'!S1690,'CAS#check'!A$2:A$190,1,FALSE)","v":{"$error":"#N/A"}},1]
[null,null,{"$f":"VLOOKUP('1. Eff Raw Data'!S1691,'CAS#check'!A$2:A$190,1,FALSE)","v":{"$error":"#N/A"}},1]
[null,null,{"$f":"VLOOKUP('1. Eff Raw Data'!S1692,'CAS#check'!A$2:A$190,1,FALSE)","v":{"$error":"#N/A"}},1]
[null,null,{"$f":"VLOOKUP('1. Eff Raw Data'!S1693,'CAS#check'!A$2:A$190,1,FALSE)","v":{"$error":"#N/A"}},1]
[null,null,{"$f":"VLOOKUP('1. Eff Raw Data'!S1694,'CAS#check'!A$2:A$190,1,FALSE)","v":{"$error":"#N/A"}},1]
[null,null,{"$f":"VLOOKUP('1. Eff Raw Data'!S1695,'CAS#check'!A$2:A$190,1,FALSE)","v":{"$error":"#N/A"}},1]
[null,null,{"$f":"VLOOKUP('1. Eff Raw Data'!S1696,'CAS#check'!A$2:A$190,1,FALSE)","v":{"$error":"#N/A"}},1]
[null,null,{"$f":"VLOOKUP('1. Eff Raw Data'!S1697,'CAS#check'!A$2:A$190,1,FALSE)","v":{"$error":"#N/A"}},1]
[null,null,{"$f":"VLOOKUP('1. Eff Raw Data'!S1698,'CAS#check'!A$2:A$190,1,FALSE)","v":{"$error":"#N/A"}},1]
[null,null,{"$f":"VLOOKUP('1. Eff Raw Data'!S1699,'CAS#check'!A$2:A$190,1,FALSE)","v":{"$error":"#N/A"}},1]
[null,null,{"$f":"VLOOKUP('1. Eff Raw Data'!S1700,'CAS#check'!A$2:A$190,1,FALSE)","v":{"$error":"#N/A"}},1]
[null,null,{"$f":"VLOOKUP('1. Eff Raw Data'!S1701,'CAS#check'!A$2:A$190,1,FALSE)","v":{"$error":"#N/A"}},1]
[null,null,{"$f":"VLOOKUP('1. Eff Raw Data'!S1702,'CAS#check'!A$2:A$190,1,FALSE)","v":{"$error":"#N/A"}},1]
[null,null,{"$f":"VLOOKUP('1. Eff Raw Data'!S1703,'CAS#check'!A$2:A$190,1,FALSE)","v":{"$error":"#N/A"}},1]
[null,null,{"$f":"VLOOKUP('1. Eff Raw Data'!S1704,'CAS#check'!A$2:A$190,1,FALSE)","v":{"$error":"#N/A"}},1]
[null,null,{"$f":"VLOOKUP('1. Eff Raw Data'!S1705,'CAS#check'!A$2:A$190,1,FALSE)","v":{"$error":"#N/A"}},1]
[null,null,{"$f":"VLOOKUP('1. Eff Raw Data'!S1706,'CAS#check'!A$2:A$190,1,FALSE)","v":{"$error":"#N/A"}},1]
[null,null,{"$f":"VLOOKUP('1. Eff Raw Data'!S1707,'CAS#check'!A$2:A$190,1,FALSE)","v":{"$error":"#N/A"}},1]
[null,null,{"$f":"VLOOKUP('1. Eff Raw Data'!S1708,'CAS#check'!A$2:A$190,1,FALSE)","v":{"$error":"#N/A"}},1]
[null,null,{"$f":"VLOOKUP('1. Eff Raw Data'!S1709,'CAS#check'!A$2:A$190,1,FALSE)","v":{"$error":"#N/A"}},1]
[null,null,{"$f":"VLOOKUP('1. Eff Raw Data'!S1710,'CAS#check'!A$2:A$190,1,FALSE)","v":{"$error":"#N/A"}},1]
[null,null,{"$f":"VLOOKUP('1. Eff Raw Data'!S1711,'CAS#check'!A$2:A$190,1,FALSE)","v":{"$error":"#N/A"}},1]
[null,null,{"$f":"VLOOKUP('1. Eff Raw Data'!S1712,'CAS#check'!A$2:A$190,1,FALSE)","v":{"$error":"#N/A"}},1]
[null,null,{"$f":"VLOOKUP('1. Eff Raw Data'!S1713,'CAS#check'!A$2:A$190,1,FALSE)","v":{"$error":"#N/A"}},1]
[null,null,{"$f":"VLOOKUP('1. Eff Raw Data'!S1714,'CAS#check'!A$2:A$190,1,FALSE)","v":{"$error":"#N/A"}},1]
[null,null,{"$f":"VLOOKUP('1. Eff Raw Data'!S1715,'CAS#check'!A$2:A$190,1,FALSE)","v":{"$error":"#N/A"}},1]
[null,null,{"$f":"VLOOKUP('1. Eff Raw Data'!S1716,'CAS#check'!A$2:A$190,1,FALSE)","v":{"$error":"#N/A"}},1]
[null,null,{"$f":"VLOOKUP('1. Eff Raw Data'!S1717,'CAS#check'!A$2:A$190,1,FALSE)","v":{"$error":"#N/A"}},1]
[null,null,{"$f":"VLOOKUP('1. Eff Raw Data'!S1718,'CAS#check'!A$2:A$190,1,FALSE)","v":{"$error":"#N/A"}},1]
[null,null,{"$f":"VLOOKUP('1. Eff Raw Data'!S1719,'CAS#check'!A$2:A$190,1,FALSE)","v":{"$error":"#N/A"}},1]
[null,null,{"$f":"VLOOKUP('1. Eff Raw Data'!S1720,'CAS#check'!A$2:A$190,1,FALSE)","v":{"$error":"#N/A"}},1]
[null,null,{"$f":"VLOOKUP('1. Eff Raw Data'!S1721,'CAS#check'!A$2:A$190,1,FALSE)","v":{"$error":"#N/A"}},1]
[null,null,{"$f":"VLOOKUP('1. Eff Raw Data'!S1722,'CAS#check'!A$2:A$190,1,FALSE)","v":{"$error":"#N/A"}},1]
[null,null,{"$f":"VLOOKUP('1. Eff Raw Data'!S1723,'CAS#check'!A$2:A$190,1,FALSE)","v":{"$error":"#N/A"}},1]
[null,null,{"$f":"VLOOKUP('1. Eff Raw Data'!S1724,'CAS#check'!A$2:A$190,1,FALSE)","v":{"$error":"#N/A"}},1]
[null,null,{"$f":"VLOOKUP('1. Eff Raw Data'!S1725,'CAS#check'!A$2:A$190,1,FALSE)","v":{"$error":"#N/A"}},1]
[null,null,{"$f":"VLOOKUP('1. Eff Raw Data'!S1726,'CAS#check'!A$2:A$190,1,FALSE)","v":{"$error":"#N/A"}},1]
[null,null,{"$f":"VLOOKUP('1. Eff Raw Data'!S1727,'CAS#check'!A$2:A$190,1,FALSE)","v":{"$error":"#N/A"}},1]
[null,null,{"$f":"VLOOKUP('1. Eff Raw Data'!S1728,'CAS#check'!A$2:A$190,1,FALSE)","v":{"$error":"#N/A"}},1]
[null,null,{"$f":"VLOOKUP('1. Eff Raw Data'!S1729,'CAS#check'!A$2:A$190,1,FALSE)","v":{"$error":"#N/A"}},1]
[null,null,{"$f":"VLOOKUP('1. Eff Raw Data'!S1730,'CAS#check'!A$2:A$190,1,FALSE)","v":{"$error":"#N/A"}},1]
[null,null,{"$f":"VLOOKUP('1. Eff Raw Data'!S1731,'CAS#check'!A$2:A$190,1,FALSE)","v":{"$error":"#N/A"}},1]
[null,null,{"$f":"VLOOKUP('1. Eff Raw Data'!S1732,'CAS#check'!A$2:A$190,1,FALSE)","v":{"$error":"#N/A"}},1]
[null,null,{"$f":"VLOOKUP('1. Eff Raw Data'!S1733,'CAS#check'!A$2:A$190,1,FALSE)","v":{"$error":"#N/A"}},{"$f":"IFERROR(_xlfn.IFNA(0*C1733,1),0)","v":1}]
[null,null,{"$f":"VLOOKUP('1. Eff Raw Data'!S1734,'CAS#check'!A$2:A$190,1,FALSE)","v":{"$error":"#N/A"}},1]
[null,null,{"$f":"VLOOKUP('1. Eff Raw Data'!S1735,'CAS#check'!A$2:A$190,1,FALSE)","v":{"$error":"#N/A"}},1]
[null,null,{"$f":"VLOOKUP('1. Eff Raw Data'!S1736,'CAS#check'!A$2:A$190,1,FALSE)","v":{"$error":"#N/A"}},1]
[null,null,{"$f":"VLOOKUP('1. Eff Raw Data'!S1737,'CAS#check'!A$2:A$190,1,FALSE)","v":{"$error":"#N/A"}},1]
[null,null,{"$f":"VLOOKUP('1. Eff Raw Data'!S1738,'CAS#check'!A$2:A$190,1,FALSE)","v":{"$error":"#N/A"}},1]
[null,null,{"$f":"VLOOKUP('1. Eff Raw Data'!S1739,'CAS#check'!A$2:A$190,1,FALSE)","v":{"$error":"#N/A"}},1]
[null,null,{"$f":"VLOOKUP('1. Eff Raw Data'!S1740,'CAS#check'!A$2:A$190,1,FALSE)","v":{"$error":"#N/A"}},1]
[null,null,{"$f":"VLOOKUP('1. Eff Raw Data'!S1741,'CAS#check'!A$2:A$190,1,FALSE)","v":{"$error":"#N/A"}},1]
[null,null,{"$f":"VLOOKUP('1. Eff Raw Data'!S1742,'CAS#check'!A$2:A$190,1,FALSE)","v":{"$error":"#N/A"}},1]
[null,null,{"$f":"VLOOKUP('1. Eff Raw Data'!S1743,'CAS#check'!A$2:A$190,1,FALSE)","v":{"$error":"#N/A"}},1]
[null,null,{"$f":"VLOOKUP('1. Eff Raw Data'!S1744,'CAS#check'!A$2:A$190,1,FALSE)","v":{"$error":"#N/A"}},1]
[null,null,{"$f":"VLOOKUP('1. Eff Raw Data'!S1745,'CAS#check'!A$2:A$190,1,FALSE)","v":{"$error":"#N/A"}},1]
[null,null,{"$f":"VLOOKUP('1. Eff Raw Data'!S1746,'CAS#check'!A$2:A$190,1,FALSE)","v":{"$error":"#N/A"}},1]
[null,null,{"$f":"VLOOKUP('1. Eff Raw Data'!S1747,'CAS#check'!A$2:A$190,1,FALSE)","v":{"$error":"#N/A"}},1]
[null,null,{"$f":"VLOOKUP('1. Eff Raw Data'!S1748,'CAS#check'!A$2:A$190,1,FALSE)","v":{"$error":"#N/A"}},1]
[null,null,{"$f":"VLOOKUP('1. Eff Raw Data'!S1749,'CAS#check'!A$2:A$190,1,FALSE)","v":{"$error":"#N/A"}},1]
[null,null,{"$f":"VLOOKUP('1. Eff Raw Data'!S1750,'CAS#check'!A$2:A$190,1,FALSE)","v":{"$error":"#N/A"}},1]
[null,null,{"$f":"VLOOKUP('1. Eff Raw Data'!S1751,'CAS#check'!A$2:A$190,1,FALSE)","v":{"$error":"#N/A"}},1]
[null,null,{"$f":"VLOOKUP('1. Eff Raw Data'!S1752,'CAS#check'!A$2:A$190,1,FALSE)","v":{"$error":"#N/A"}},1]
[null,null,{"$f":"VLOOKUP('1. Eff Raw Data'!S1753,'CAS#check'!A$2:A$190,1,FALSE)","v":{"$error":"#N/A"}},1]
[null,null,{"$f":"VLOOKUP('1. Eff Raw Data'!S1754,'CAS#check'!A$2:A$190,1,FALSE)","v":{"$error":"#N/A"}},1]
[null,null,{"$f":"VLOOKUP('1. Eff Raw Data'!S1755,'CAS#check'!A$2:A$190,1,FALSE)","v":{"$error":"#N/A"}},1]
[null,null,{"$f":"VLOOKUP('1. Eff Raw Data'!S1756,'CAS#check'!A$2:A$190,1,FALSE)","v":{"$error":"#N/A"}},1]
[null,null,{"$f":"VLOOKUP('1. Eff Raw Data'!S1757,'CAS#check'!A$2:A$190,1,FALSE)","v":{"$error":"#N/A"}},1]
[null,null,{"$f":"VLOOKUP('1. Eff Raw Data'!S1758,'CAS#check'!A$2:A$190,1,FALSE)","v":{"$error":"#N/A"}},1]
[null,null,{"$f":"VLOOKUP('1. Eff Raw Data'!S1759,'CAS#check'!A$2:A$190,1,FALSE)","v":{"$error":"#N/A"}},1]
[null,null,{"$f":"VLOOKUP('1. Eff Raw Data'!S1760,'CAS#check'!A$2:A$190,1,FALSE)","v":{"$error":"#N/A"}},1]
[null,null,{"$f":"VLOOKUP('1. Eff Raw Data'!S1761,'CAS#check'!A$2:A$190,1,FALSE)","v":{"$error":"#N/A"}},1]
[null,null,{"$f":"VLOOKUP('1. Eff Raw Data'!S1762,'CAS#check'!A$2:A$190,1,FALSE)","v":{"$error":"#N/A"}},1]
[null,null,{"$f":"VLOOKUP('1. Eff Raw Data'!S1763,'CAS#check'!A$2:A$190,1,FALSE)","v":{"$error":"#N/A"}},1]
[null,null,{"$f":"VLOOKUP('1. Eff Raw Data'!S1764,'CAS#check'!A$2:A$190,1,FALSE)","v":{"$error":"#N/A"}},1]
[null,null,{"$f":"VLOOKUP('1. Eff Raw Data'!S1765,'CAS#check'!A$2:A$190,1,FALSE)","v":{"$error":"#N/A"}},1]
[null,null,{"$f":"VLOOKUP('1. Eff Raw Data'!S1766,'CAS#check'!A$2:A$190,1,FALSE)","v":{"$error":"#N/A"}},1]
[null,null,{"$f":"VLOOKUP('1. Eff Raw Data'!S1767,'CAS#check'!A$2:A$190,1,FALSE)","v":{"$error":"#N/A"}},1]
[null,null,{"$f":"VLOOKUP('1. Eff Raw Data'!S1768,'CAS#check'!A$2:A$190,1,FALSE)","v":{"$error":"#N/A"}},1]
[null,null,{"$f":"VLOOKUP('1. Eff Raw Data'!S1769,'CAS#check'!A$2:A$190,1,FALSE)","v":{"$error":"#N/A"}},1]
[null,null,{"$f":"VLOOKUP('1. Eff Raw Data'!S1770,'CAS#check'!A$2:A$190,1,FALSE)","v":{"$error":"#N/A"}},1]
[null,null,{"$f":"VLOOKUP('1. Eff Raw Data'!S1771,'CAS#check'!A$2:A$190,1,FALSE)","v":{"$error":"#N/A"}},1]
[null,null,{"$f":"VLOOKUP('1. Eff Raw Data'!S1772,'CAS#check'!A$2:A$190,1,FALSE)","v":{"$error":"#N/A"}},1]
[null,null,{"$f":"VLOOKUP('1. Eff Raw Data'!S1773,'CAS#check'!A$2:A$190,1,FALSE)","v":{"$error":"#N/A"}},1]
[null,null,{"$f":"VLOOKUP('1. Eff Raw Data'!S1774,'CAS#check'!A$2:A$190,1,FALSE)","v":{"$error":"#N/A"}},1]
[null,null,{"$f":"VLOOKUP('1. Eff Raw Data'!S1775,'CAS#check'!A$2:A$190,1,FALSE)","v":{"$error":"#N/A"}},1]
[null,null,{"$f":"VLOOKUP('1. Eff Raw Data'!S1776,'CAS#check'!A$2:A$190,1,FALSE)","v":{"$error":"#N/A"}},1]
[null,null,{"$f":"VLOOKUP('1. Eff Raw Data'!S1777,'CAS#check'!A$2:A$190,1,FALSE)","v":{"$error":"#N/A"}},1]
[null,null,{"$f":"VLOOKUP('1. Eff Raw Data'!S1778,'CAS#check'!A$2:A$190,1,FALSE)","v":{"$error":"#N/A"}},1]
[null,null,{"$f":"VLOOKUP('1. Eff Raw Data'!S1779,'CAS#check'!A$2:A$190,1,FALSE)","v":{"$error":"#N/A"}},1]
[null,null,{"$f":"VLOOKUP('1. Eff Raw Data'!S1780,'CAS#check'!A$2:A$190,1,FALSE)","v":{"$error":"#N/A"}},1]
[null,null,{"$f":"VLOOKUP('1. Eff Raw Data'!S1781,'CAS#check'!A$2:A$190,1,FALSE)","v":{"$error":"#N/A"}},1]
[null,null,{"$f":"VLOOKUP('1. Eff Raw Data'!S1782,'CAS#check'!A$2:A$190,1,FALSE)","v":{"$error":"#N/A"}},1]
[null,null,{"$f":"VLOOKUP('1. Eff Raw Data'!S1783,'CAS#check'!A$2:A$190,1,FALSE)","v":{"$error":"#N/A"}},1]
[null,null,{"$f":"VLOOKUP('1. Eff Raw Data'!S1784,'CAS#check'!A$2:A$190,1,FALSE)","v":{"$error":"#N/A"}},1]
[null,null,{"$f":"VLOOKUP('1. Eff Raw Data'!S1785,'CAS#check'!A$2:A$190,1,FALSE)","v":{"$error":"#N/A"}},1]
[null,null,{"$f":"VLOOKUP('1. Eff Raw Data'!S1786,'CAS#check'!A$2:A$190,1,FALSE)","v":{"$error":"#N/A"}},1]
[null,null,{"$f":"VLOOKUP('1. Eff Raw Data'!S1787,'CAS#check'!A$2:A$190,1,FALSE)","v":{"$error":"#N/A"}},1]
[null,null,{"$f":"VLOOKUP('1. Eff Raw Data'!S1788,'CAS#check'!A$2:A$190,1,FALSE)","v":{"$error":"#N/A"}},1]
[null,null,{"$f":"VLOOKUP('1. Eff Raw Data'!S1789,'CAS#check'!A$2:A$190,1,FALSE)","v":{"$error":"#N/A"}},1]
[null,null,{"$f":"VLOOKUP('1. Eff Raw Data'!S1790,'CAS#check'!A$2:A$190,1,FALSE)","v":{"$error":"#N/A"}},1]
[null,null,{"$f":"VLOOKUP('1. Eff Raw Data'!S1791,'CAS#check'!A$2:A$190,1,FALSE)","v":{"$error":"#N/A"}},1]
[null,null,{"$f":"VLOOKUP('1. Eff Raw Data'!S1792,'CAS#check'!A$2:A$190,1,FALSE)","v":{"$error":"#N/A"}},1]
[null,null,{"$f":"VLOOKUP('1. Eff Raw Data'!S1793,'CAS#check'!A$2:A$190,1,FALSE)","v":{"$error":"#N/A"}},1]
[null,null,{"$f":"VLOOKUP('1. Eff Raw Data'!S1794,'CAS#check'!A$2:A$190,1,FALSE)","v":{"$error":"#N/A"}},1]
[null,null,{"$f":"VLOOKUP('1. Eff Raw Data'!S1795,'CAS#check'!A$2:A$190,1,FALSE)","v":{"$error":"#N/A"}},1]
[null,null,{"$f":"VLOOKUP('1. Eff Raw Data'!S1796,'CAS#check'!A$2:A$190,1,FALSE)","v":{"$error":"#N/A"}},1]
[null,null,{"$f":"VLOOKUP('1. Eff Raw Data'!S1797,'CAS#check'!A$2:A$190,1,FALSE)","v":{"$error":"#N/A"}},{"$f":"IFERROR(_xlfn.IFNA(0*C1797,1),0)","v":1}]
[null,null,{"$f":"VLOOKUP('1. Eff Raw Data'!S1798,'CAS#check'!A$2:A$190,1,FALSE)","v":{"$error":"#N/A"}},1]
[null,null,{"$f":"VLOOKUP('1. Eff Raw Data'!S1799,'CAS#check'!A$2:A$190,1,FALSE)","v":{"$error":"#N/A"}},1]
[null,null,{"$f":"VLOOKUP('1. Eff Raw Data'!S1800,'CAS#check'!A$2:A$190,1,FALSE)","v":{"$error":"#N/A"}},1]
[null,null,{"$f":"VLOOKUP('1. Eff Raw Data'!S1801,'CAS#check'!A$2:A$190,1,FALSE)","v":{"$error":"#N/A"}},1]
[null,null,{"$f":"VLOOKUP('1. Eff Raw Data'!S1802,'CAS#check'!A$2:A$190,1,FALSE)","v":{"$error":"#N/A"}},1]
[null,null,{"$f":"VLOOKUP('1. Eff Raw Data'!S1803,'CAS#check'!A$2:A$190,1,FALSE)","v":{"$error":"#N/A"}},1]
[null,null,{"$f":"VLOOKUP('1. Eff Raw Data'!S1804,'CAS#check'!A$2:A$190,1,FALSE)","v":{"$error":"#N/A"}},1]
[null,null,{"$f":"VLOOKUP('1. Eff Raw Data'!S1805,'CAS#check'!A$2:A$190,1,FALSE)","v":{"$error":"#N/A"}},1]
[null,null,{"$f":"VLOOKUP('1. Eff Raw Data'!S1806,'CAS#check'!A$2:A$190,1,FALSE)","v":{"$error":"#N/A"}},1]
[null,null,{"$f":"VLOOKUP('1. Eff Raw Data'!S1807,'CAS#check'!A$2:A$190,1,FALSE)","v":{"$error":"#N/A"}},1]
[null,null,{"$f":"VLOOKUP('1. Eff Raw Data'!S1808,'CAS#check'!A$2:A$190,1,FALSE)","v":{"$error":"#N/A"}},1]
[null,null,{"$f":"VLOOKUP('1. Eff Raw Data'!S1809,'CAS#check'!A$2:A$190,1,FALSE)","v":{"$error":"#N/A"}},1]
[null,null,{"$f":"VLOOKUP('1. Eff Raw Data'!S1810,'CAS#check'!A$2:A$190,1,FALSE)","v":{"$error":"#N/A"}},1]
[null,null,{"$f":"VLOOKUP('1. Eff Raw Data'!S1811,'CAS#check'!A$2:A$190,1,FALSE)","v":{"$error":"#N/A"}},1]
[null,null,{"$f":"VLOOKUP('1. Eff Raw Data'!S1812,'CAS#check'!A$2:A$190,1,FALSE)","v":{"$error":"#N/A"}},1]
[null,null,{"$f":"VLOOKUP('1. Eff Raw Data'!S1813,'CAS#check'!A$2:A$190,1,FALSE)","v":{"$error":"#N/A"}},1]
[null,null,{"$f":"VLOOKUP('1. Eff Raw Data'!S1814,'CAS#check'!A$2:A$190,1,FALSE)","v":{"$error":"#N/A"}},1]
[null,null,{"$f":"VLOOKUP('1. Eff Raw Data'!S1815,'CAS#check'!A$2:A$190,1,FALSE)","v":{"$error":"#N/A"}},1]
[null,null,{"$f":"VLOOKUP('1. Eff Raw Data'!S1816,'CAS#check'!A$2:A$190,1,FALSE)","v":{"$error":"#N/A"}},1]
[null,null,{"$f":"VLOOKUP('1. Eff Raw Data'!S1817,'CAS#check'!A$2:A$190,1,FALSE)","v":{"$error":"#N/A"}},1]
[null,null,{"$f":"VLOOKUP('1. Eff Raw Data'!S1818,'CAS#check'!A$2:A$190,1,FALSE)","v":{"$error":"#N/A"}},1]
[null,null,{"$f":"VLOOKUP('1. Eff Raw Data'!S1819,'CAS#check'!A$2:A$190,1,FALSE)","v":{"$error":"#N/A"}},1]
[null,null,{"$f":"VLOOKUP('1. Eff Raw Data'!S1820,'CAS#check'!A$2:A$190,1,FALSE)","v":{"$error":"#N/A"}},1]
[null,null,{"$f":"VLOOKUP('1. Eff Raw Data'!S1821,'CAS#check'!A$2:A$190,1,FALSE)","v":{"$error":"#N/A"}},1]
[null,null,{"$f":"VLOOKUP('1. Eff Raw Data'!S1822,'CAS#check'!A$2:A$190,1,FALSE)","v":{"$error":"#N/A"}},1]
[null,null,{"$f":"VLOOKUP('1. Eff Raw Data'!S1823,'CAS#check'!A$2:A$190,1,FALSE)","v":{"$error":"#N/A"}},1]
[null,null,{"$f":"VLOOKUP('1. Eff Raw Data'!S1824,'CAS#check'!A$2:A$190,1,FALSE)","v":{"$error":"#N/A"}},1]
[null,null,{"$f":"VLOOKUP('1. Eff Raw Data'!S1825,'CAS#check'!A$2:A$190,1,FALSE)","v":{"$error":"#N/A"}},1]
[null,null,{"$f":"VLOOKUP('1. Eff Raw Data'!S1826,'CAS#check'!A$2:A$190,1,FALSE)","v":{"$error":"#N/A"}},1]
[null,null,{"$f":"VLOOKUP('1. Eff Raw Data'!S1827,'CAS#check'!A$2:A$190,1,FALSE)","v":{"$error":"#N/A"}},1]
[null,null,{"$f":"VLOOKUP('1. Eff Raw Data'!S1828,'CAS#check'!A$2:A$190,1,FALSE)","v":{"$error":"#N/A"}},1]
[null,null,{"$f":"VLOOKUP('1. Eff Raw Data'!S1829,'CAS#check'!A$2:A$190,1,FALSE)","v":{"$error":"#N/A"}},1]
[null,null,{"$f":"VLOOKUP('1. Eff Raw Data'!S1830,'CAS#check'!A$2:A$190,1,FALSE)","v":{"$error":"#N/A"}},1]
[null,null,{"$f":"VLOOKUP('1. Eff Raw Data'!S1831,'CAS#check'!A$2:A$190,1,FALSE)","v":{"$error":"#N/A"}},1]
[null,null,{"$f":"VLOOKUP('1. Eff Raw Data'!S1832,'CAS#check'!A$2:A$190,1,FALSE)","v":{"$error":"#N/A"}},1]
[null,null,{"$f":"VLOOKUP('1. Eff Raw Data'!S1833,'CAS#check'!A$2:A$190,1,FALSE)","v":{"$error":"#N/A"}},1]
[null,null,{"$f":"VLOOKUP('1. Eff Raw Data'!S1834,'CAS#check'!A$2:A$190,1,FALSE)","v":{"$error":"#N/A"}},1]
[null,null,{"$f":"VLOOKUP('1. Eff Raw Data'!S1835,'CAS#check'!A$2:A$190,1,FALSE)","v":{"$error":"#N/A"}},1]
[null,null,{"$f":"VLOOKUP('1. Eff Raw Data'!S1836,'CAS#check'!A$2:A$190,1,FALSE)","v":{"$error":"#N/A"}},1]
[null,null,{"$f":"VLOOKUP('1. Eff Raw Data'!S1837,'CAS#check'!A$2:A$190,1,FALSE)","v":{"$error":"#N/A"}},1]
[null,null,{"$f":"VLOOKUP('1. Eff Raw Data'!S1838,'CAS#check'!A$2:A$190,1,FALSE)","v":{"$error":"#N/A"}},1]
[null,null,{"$f":"VLOOKUP('1. Eff Raw Data'!S1839,'CAS#check'!A$2:A$190,1,FALSE)","v":{"$error":"#N/A"}},1]
[null,null,{"$f":"VLOOKUP('1. Eff Raw Data'!S1840,'CAS#check'!A$2:A$190,1,FALSE)","v":{"$error":"#N/A"}},1]
[null,null,{"$f":"VLOOKUP('1. Eff Raw Data'!S1841,'CAS#check'!A$2:A$190,1,FALSE)","v":{"$error":"#N/A"}},1]
[null,null,{"$f":"VLOOKUP('1. Eff Raw Data'!S1842,'CAS#check'!A$2:A$190,1,FALSE)","v":{"$error":"#N/A"}},1]
[null,null,{"$f":"VLOOKUP('1. Eff Raw Data'!S1843,'CAS#check'!A$2:A$190,1,FALSE)","v":{"$error":"#N/A"}},1]
[null,null,{"$f":"VLOOKUP('1. Eff Raw Data'!S1844,'CAS#check'!A$2:A$190,1,FALSE)","v":{"$error":"#N/A"}},1]
[null,null,{"$f":"VLOOKUP('1. Eff Raw Data'!S1845,'CAS#check'!A$2:A$190,1,FALSE)","v":{"$error":"#N/A"}},1]
[null,null,{"$f":"VLOOKUP('1. Eff Raw Data'!S1846,'CAS#check'!A$2:A$190,1,FALSE)","v":{"$error":"#N/A"}},1]
[null,null,{"$f":"VLOOKUP('1. Eff Raw Data'!S1847,'CAS#check'!A$2:A$190,1,FALSE)","v":{"$error":"#N/A"}},1]
[null,null,{"$f":"VLOOKUP('1. Eff Raw Data'!S1848,'CAS#check'!A$2:A$190,1,FALSE)","v":{"$error":"#N/A"}},1]
[null,null,{"$f":"VLOOKUP('1. Eff Raw Data'!S1849,'CAS#check'!A$2:A$190,1,FALSE)","v":{"$error":"#N/A"}},1]
[null,null,{"$f":"VLOOKUP('1. Eff Raw Data'!S1850,'CAS#check'!A$2:A$190,1,FALSE)","v":{"$error":"#N/A"}},1]
[null,null,{"$f":"VLOOKUP('1. Eff Raw Data'!S1851,'CAS#check'!A$2:A$190,1,FALSE)","v":{"$error":"#N/A"}},1]
[null,null,{"$f":"VLOOKUP('1. Eff Raw Data'!S1852,'CAS#check'!A$2:A$190,1,FALSE)","v":{"$error":"#N/A"}},1]
[null,null,{"$f":"VLOOKUP('1. Eff Raw Data'!S1853,'CAS#check'!A$2:A$190,1,FALSE)","v":{"$error":"#N/A"}},1]
[null,null,{"$f":"VLOOKUP('1. Eff Raw Data'!S1854,'CAS#check'!A$2:A$190,1,FALSE)","v":{"$error":"#N/A"}},1]
[null,null,{"$f":"VLOOKUP('1. Eff Raw Data'!S1855,'CAS#check'!A$2:A$190,1,FALSE)","v":{"$error":"#N/A"}},1]
[null,null,{"$f":"VLOOKUP('1. Eff Raw Data'!S1856,'CAS#check'!A$2:A$190,1,FALSE)","v":{"$error":"#N/A"}},1]
[null,null,{"$f":"VLOOKUP('1. Eff Raw Data'!S1857,'CAS#check'!A$2:A$190,1,FALSE)","v":{"$error":"#N/A"}},1]
[null,null,{"$f":"VLOOKUP('1. Eff Raw Data'!S1858,'CAS#check'!A$2:A$190,1,FALSE)","v":{"$error":"#N/A"}},1]
[null,null,{"$f":"VLOOKUP('1. Eff Raw Data'!S1859,'CAS#check'!A$2:A$190,1,FALSE)","v":{"$error":"#N/A"}},1]
[null,null,{"$f":"VLOOKUP('1. Eff Raw Data'!S1860,'CAS#check'!A$2:A$190,1,FALSE)","v":{"$error":"#N/A"}},1]
[null,null,{"$f":"VLOOKUP('1. Eff Raw Data'!S1861,'CAS#check'!A$2:A$190,1,FALSE)","v":{"$error":"#N/A"}},{"$f":"IFERROR(_xlfn.IFNA(0*C1861,1),0)","v":1}]
[null,null,{"$f":"VLOOKUP('1. Eff Raw Data'!S1862,'CAS#check'!A$2:A$190,1,FALSE)","v":{"$error":"#N/A"}},1]
[null,null,{"$f":"VLOOKUP('1. Eff Raw Data'!S1863,'CAS#check'!A$2:A$190,1,FALSE)","v":{"$error":"#N/A"}},1]
[null,null,{"$f":"VLOOKUP('1. Eff Raw Data'!S1864,'CAS#check'!A$2:A$190,1,FALSE)","v":{"$error":"#N/A"}},1]
[null,null,{"$f":"VLOOKUP('1. Eff Raw Data'!S1865,'CAS#check'!A$2:A$190,1,FALSE)","v":{"$error":"#N/A"}},1]
[null,null,{"$f":"VLOOKUP('1. Eff Raw Data'!S1866,'CAS#check'!A$2:A$190,1,FALSE)","v":{"$error":"#N/A"}},1]
[null,null,{"$f":"VLOOKUP('1. Eff Raw Data'!S1867,'CAS#check'!A$2:A$190,1,FALSE)","v":{"$error":"#N/A"}},1]
[null,null,{"$f":"VLOOKUP('1. Eff Raw Data'!S1868,'CAS#check'!A$2:A$190,1,FALSE)","v":{"$error":"#N/A"}},1]
[null,null,{"$f":"VLOOKUP('1. Eff Raw Data'!S1869,'CAS#check'!A$2:A$190,1,FALSE)","v":{"$error":"#N/A"}},1]
[null,null,{"$f":"VLOOKUP('1. Eff Raw Data'!S1870,'CAS#check'!A$2:A$190,1,FALSE)","v":{"$error":"#N/A"}},1]
[null,null,{"$f":"VLOOKUP('1. Eff Raw Data'!S1871,'CAS#check'!A$2:A$190,1,FALSE)","v":{"$error":"#N/A"}},1]
[null,null,{"$f":"VLOOKUP('1. Eff Raw Data'!S1872,'CAS#check'!A$2:A$190,1,FALSE)","v":{"$error":"#N/A"}},1]
[null,null,{"$f":"VLOOKUP('1. Eff Raw Data'!S1873,'CAS#check'!A$2:A$190,1,FALSE)","v":{"$error":"#N/A"}},1]
[null,null,{"$f":"VLOOKUP('1. Eff Raw Data'!S1874,'CAS#check'!A$2:A$190,1,FALSE)","v":{"$error":"#N/A"}},1]
[null,null,{"$f":"VLOOKUP('1. Eff Raw Data'!S1875,'CAS#check'!A$2:A$190,1,FALSE)","v":{"$error":"#N/A"}},1]
[null,null,{"$f":"VLOOKUP('1. Eff Raw Data'!S1876,'CAS#check'!A$2:A$190,1,FALSE)","v":{"$error":"#N/A"}},1]
[null,null,{"$f":"VLOOKUP('1. Eff Raw Data'!S1877,'CAS#check'!A$2:A$190,1,FALSE)","v":{"$error":"#N/A"}},1]
[null,null,{"$f":"VLOOKUP('1. Eff Raw Data'!S1878,'CAS#check'!A$2:A$190,1,FALSE)","v":{"$error":"#N/A"}},1]
[null,null,{"$f":"VLOOKUP('1. Eff Raw Data'!S1879,'CAS#check'!A$2:A$190,1,FALSE)","v":{"$error":"#N/A"}},1]
[null,null,{"$f":"VLOOKUP('1. Eff Raw Data'!S1880,'CAS#check'!A$2:A$190,1,FALSE)","v":{"$error":"#N/A"}},1]
[null,null,{"$f":"VLOOKUP('1. Eff Raw Data'!S1881,'CAS#check'!A$2:A$190,1,FALSE)","v":{"$error":"#N/A"}},1]
[null,null,{"$f":"VLOOKUP('1. Eff Raw Data'!S1882,'CAS#check'!A$2:A$190,1,FALSE)","v":{"$error":"#N/A"}},1]
[null,null,{"$f":"VLOOKUP('1. Eff Raw Data'!S1883,'CAS#check'!A$2:A$190,1,FALSE)","v":{"$error":"#N/A"}},1]
[null,null,{"$f":"VLOOKUP('1. Eff Raw Data'!S1884,'CAS#check'!A$2:A$190,1,FALSE)","v":{"$error":"#N/A"}},1]
[null,null,{"$f":"VLOOKUP('1. Eff Raw Data'!S1885,'CAS#check'!A$2:A$190,1,FALSE)","v":{"$error":"#N/A"}},1]
[null,null,{"$f":"VLOOKUP('1. Eff Raw Data'!S1886,'CAS#check'!A$2:A$190,1,FALSE)","v":{"$error":"#N/A"}},1]
[null,null,{"$f":"VLOOKUP('1. Eff Raw Data'!S1887,'CAS#check'!A$2:A$190,1,FALSE)","v":{"$error":"#N/A"}},1]
[null,null,{"$f":"VLOOKUP('1. Eff Raw Data'!S1888,'CAS#check'!A$2:A$190,1,FALSE)","v":{"$error":"#N/A"}},1]
[null,null,{"$f":"VLOOKUP('1. Eff Raw Data'!S1889,'CAS#check'!A$2:A$190,1,FALSE)","v":{"$error":"#N/A"}},1]
[null,null,{"$f":"VLOOKUP('1. Eff Raw Data'!S1890,'CAS#check'!A$2:A$190,1,FALSE)","v":{"$error":"#N/A"}},1]
[null,null,{"$f":"VLOOKUP('1. Eff Raw Data'!S1891,'CAS#check'!A$2:A$190,1,FALSE)","v":{"$error":"#N/A"}},1]
[null,null,{"$f":"VLOOKUP('1. Eff Raw Data'!S1892,'CAS#check'!A$2:A$190,1,FALSE)","v":{"$error":"#N/A"}},1]
[null,null,{"$f":"VLOOKUP('1. Eff Raw Data'!S1893,'CAS#check'!A$2:A$190,1,FALSE)","v":{"$error":"#N/A"}},1]
[null,null,{"$f":"VLOOKUP('1. Eff Raw Data'!S1894,'CAS#check'!A$2:A$190,1,FALSE)","v":{"$error":"#N/A"}},1]
[null,null,{"$f":"VLOOKUP('1. Eff Raw Data'!S1895,'CAS#check'!A$2:A$190,1,FALSE)","v":{"$error":"#N/A"}},1]
[null,null,{"$f":"VLOOKUP('1. Eff Raw Data'!S1896,'CAS#check'!A$2:A$190,1,FALSE)","v":{"$error":"#N/A"}},1]
[null,null,{"$f":"VLOOKUP('1. Eff Raw Data'!S1897,'CAS#check'!A$2:A$190,1,FALSE)","v":{"$error":"#N/A"}},1]
[null,null,{"$f":"VLOOKUP('1. Eff Raw Data'!S1898,'CAS#check'!A$2:A$190,1,FALSE)","v":{"$error":"#N/A"}},1]
[null,null,{"$f":"VLOOKUP('1. Eff Raw Data'!S1899,'CAS#check'!A$2:A$190,1,FALSE)","v":{"$error":"#N/A"}},1]
[null,null,{"$f":"VLOOKUP('1. Eff Raw Data'!S1900,'CAS#check'!A$2:A$190,1,FALSE)","v":{"$error":"#N/A"}},1]
[null,null,{"$f":"VLOOKUP('1. Eff Raw Data'!S1901,'CAS#check'!A$2:A$190,1,FALSE)","v":{"$error":"#N/A"}},1]
[null,null,{"$f":"VLOOKUP('1. Eff Raw Data'!S1902,'CAS#check'!A$2:A$190,1,FALSE)","v":{"$error":"#N/A"}},1]
[null,null,{"$f":"VLOOKUP('1. Eff Raw Data'!S1903,'CAS#check'!A$2:A$190,1,FALSE)","v":{"$error":"#N/A"}},1]
[null,null,{"$f":"VLOOKUP('1. Eff Raw Data'!S1904,'CAS#check'!A$2:A$190,1,FALSE)","v":{"$error":"#N/A"}},1]
[null,null,{"$f":"VLOOKUP('1. Eff Raw Data'!S1905,'CAS#check'!A$2:A$190,1,FALSE)","v":{"$error":"#N/A"}},1]
[null,null,{"$f":"VLOOKUP('1. Eff Raw Data'!S1906,'CAS#check'!A$2:A$190,1,FALSE)","v":{"$error":"#N/A"}},1]
[null,null,{"$f":"VLOOKUP('1. Eff Raw Data'!S1907,'CAS#check'!A$2:A$190,1,FALSE)","v":{"$error":"#N/A"}},1]
[null,null,{"$f":"VLOOKUP('1. Eff Raw Data'!S1908,'CAS#check'!A$2:A$190,1,FALSE)","v":{"$error":"#N/A"}},1]
[null,null,{"$f":"VLOOKUP('1. Eff Raw Data'!S1909,'CAS#check'!A$2:A$190,1,FALSE)","v":{"$error":"#N/A"}},1]
[null,null,{"$f":"VLOOKUP('1. Eff Raw Data'!S1910,'CAS#check'!A$2:A$190,1,FALSE)","v":{"$error":"#N/A"}},1]
[null,null,{"$f":"VLOOKUP('1. Eff Raw Data'!S1911,'CAS#check'!A$2:A$190,1,FALSE)","v":{"$error":"#N/A"}},1]
[null,null,{"$f":"VLOOKUP('1. Eff Raw Data'!S1912,'CAS#check'!A$2:A$190,1,FALSE)","v":{"$error":"#N/A"}},1]
[null,null,{"$f":"VLOOKUP('1. Eff Raw Data'!S1913,'CAS#check'!A$2:A$190,1,FALSE)","v":{"$error":"#N/A"}},1]
[null,null,{"$f":"VLOOKUP('1. Eff Raw Data'!S1914,'CAS#check'!A$2:A$190,1,FALSE)","v":{"$error":"#N/A"}},1]
[null,null,{"$f":"VLOOKUP('1. Eff Raw Data'!S1915,'CAS#check'!A$2:A$190,1,FALSE)","v":{"$error":"#N/A"}},1]
[null,null,{"$f":"VLOOKUP('1. Eff Raw Data'!S1916,'CAS#check'!A$2:A$190,1,FALSE)","v":{"$error":"#N/A"}},1]
[null,null,{"$f":"VLOOKUP('1. Eff Raw Data'!S1917,'CAS#check'!A$2:A$190,1,FALSE)","v":{"$error":"#N/A"}},1]
[null,null,{"$f":"VLOOKUP('1. Eff Raw Data'!S1918,'CAS#check'!A$2:A$190,1,FALSE)","v":{"$error":"#N/A"}},1]
[null,null,{"$f":"VLOOKUP('1. Eff Raw Data'!S1919,'CAS#check'!A$2:A$190,1,FALSE)","v":{"$error":"#N/A"}},1]
[null,null,{"$f":"VLOOKUP('1. Eff Raw Data'!S1920,'CAS#check'!A$2:A$190,1,FALSE)","v":{"$error":"#N/A"}},1]
[null,null,{"$f":"VLOOKUP('1. Eff Raw Data'!S1921,'CAS#check'!A$2:A$190,1,FALSE)","v":{"$error":"#N/A"}},1]
[null,null,{"$f":"VLOOKUP('1. Eff Raw Data'!S1922,'CAS#check'!A$2:A$190,1,FALSE)","v":{"$error":"#N/A"}},1]
[null,null,{"$f":"VLOOKUP('1. Eff Raw Data'!S1923,'CAS#check'!A$2:A$190,1,FALSE)","v":{"$error":"#N/A"}},1]
[null,null,{"$f":"VLOOKUP('1. Eff Raw Data'!S1924,'CAS#check'!A$2:A$190,1,FALSE)","v":{"$error":"#N/A"}},1]
[null,null,{"$f":"VLOOKUP('1. Eff Raw Data'!S1925,'CAS#check'!A$2:A$190,1,FALSE)","v":{"$error":"#N/A"}},{"$f":"IFERROR(_xlfn.IFNA(0*C1925,1),0)","v":1}]
[null,null,{"$f":"VLOOKUP('1. Eff Raw Data'!S1926,'CAS#check'!A$2:A$190,1,FALSE)","v":{"$error":"#N/A"}},1]
[null,null,{"$f":"VLOOKUP('1. Eff Raw Data'!S1927,'CAS#check'!A$2:A$190,1,FALSE)","v":{"$error":"#N/A"}},1]
[null,null,{"$f":"VLOOKUP('1. Eff Raw Data'!S1928,'CAS#check'!A$2:A$190,1,FALSE)","v":{"$error":"#N/A"}},1]
[null,null,{"$f":"VLOOKUP('1. Eff Raw Data'!S1929,'CAS#check'!A$2:A$190,1,FALSE)","v":{"$error":"#N/A"}},1]
[null,null,{"$f":"VLOOKUP('1. Eff Raw Data'!S1930,'CAS#check'!A$2:A$190,1,FALSE)","v":{"$error":"#N/A"}},1]
[null,null,{"$f":"VLOOKUP('1. Eff Raw Data'!S1931,'CAS#check'!A$2:A$190,1,FALSE)","v":{"$error":"#N/A"}},1]
[null,null,{"$f":"VLOOKUP('1. Eff Raw Data'!S1932,'CAS#check'!A$2:A$190,1,FALSE)","v":{"$error":"#N/A"}},1]
[null,null,{"$f":"VLOOKUP('1. Eff Raw Data'!S1933,'CAS#check'!A$2:A$190,1,FALSE)","v":{"$error":"#N/A"}},1]
[null,null,{"$f":"VLOOKUP('1. Eff Raw Data'!S1934,'CAS#check'!A$2:A$190,1,FALSE)","v":{"$error":"#N/A"}},1]
[null,null,{"$f":"VLOOKUP('1. Eff Raw Data'!S1935,'CAS#check'!A$2:A$190,1,FALSE)","v":{"$error":"#N/A"}},1]
[null,null,{"$f":"VLOOKUP('1. Eff Raw Data'!S1936,'CAS#check'!A$2:A$190,1,FALSE)","v":{"$error":"#N/A"}},1]
[null,null,{"$f":"VLOOKUP('1. Eff Raw Data'!S1937,'CAS#check'!A$2:A$190,1,FALSE)","v":{"$error":"#N/A"}},1]
[null,null,{"$f":"VLOOKUP('1. Eff Raw Data'!S1938,'CAS#check'!A$2:A$190,1,FALSE)","v":{"$error":"#N/A"}},1]
[null,null,{"$f":"VLOOKUP('1. Eff Raw Data'!S1939,'CAS#check'!A$2:A$190,1,FALSE)","v":{"$error":"#N/A"}},1]
[null,null,{"$f":"VLOOKUP('1. Eff Raw Data'!S1940,'CAS#check'!A$2:A$190,1,FALSE)","v":{"$error":"#N/A"}},1]
[null,null,{"$f":"VLOOKUP('1. Eff Raw Data'!S1941,'CAS#check'!A$2:A$190,1,FALSE)","v":{"$error":"#N/A"}},1]
[null,null,{"$f":"VLOOKUP('1. Eff Raw Data'!S1942,'CAS#check'!A$2:A$190,1,FALSE)","v":{"$error":"#N/A"}},1]
[null,null,{"$f":"VLOOKUP('1. Eff Raw Data'!S1943,'CAS#check'!A$2:A$190,1,FALSE)","v":{"$error":"#N/A"}},1]
[null,null,{"$f":"VLOOKUP('1. Eff Raw Data'!S1944,'CAS#check'!A$2:A$190,1,FALSE)","v":{"$error":"#N/A"}},1]
[null,null,{"$f":"VLOOKUP('1. Eff Raw Data'!S1945,'CAS#check'!A$2:A$190,1,FALSE)","v":{"$error":"#N/A"}},1]
[null,null,{"$f":"VLOOKUP('1. Eff Raw Data'!S1946,'CAS#check'!A$2:A$190,1,FALSE)","v":{"$error":"#N/A"}},1]
[null,null,{"$f":"VLOOKUP('1. Eff Raw Data'!S1947,'CAS#check'!A$2:A$190,1,FALSE)","v":{"$error":"#N/A"}},1]
[null,null,{"$f":"VLOOKUP('1. Eff Raw Data'!S1948,'CAS#check'!A$2:A$190,1,FALSE)","v":{"$error":"#N/A"}},1]
[null,null,{"$f":"VLOOKUP('1. Eff Raw Data'!S1949,'CAS#check'!A$2:A$190,1,FALSE)","v":{"$error":"#N/A"}},1]
[null,null,{"$f":"VLOOKUP('1. Eff Raw Data'!S1950,'CAS#check'!A$2:A$190,1,FALSE)","v":{"$error":"#N/A"}},1]
[null,null,{"$f":"VLOOKUP('1. Eff Raw Data'!S1951,'CAS#check'!A$2:A$190,1,FALSE)","v":{"$error":"#N/A"}},1]
[null,null,{"$f":"VLOOKUP('1. Eff Raw Data'!S1952,'CAS#check'!A$2:A$190,1,FALSE)","v":{"$error":"#N/A"}},1]
[null,null,{"$f":"VLOOKUP('1. Eff Raw Data'!S1953,'CAS#check'!A$2:A$190,1,FALSE)","v":{"$error":"#N/A"}},1]
[null,null,{"$f":"VLOOKUP('1. Eff Raw Data'!S1954,'CAS#check'!A$2:A$190,1,FALSE)","v":{"$error":"#N/A"}},1]
[null,null,{"$f":"VLOOKUP('1. Eff Raw Data'!S1955,'CAS#check'!A$2:A$190,1,FALSE)","v":{"$error":"#N/A"}},1]
[null,null,{"$f":"VLOOKUP('1. Eff Raw Data'!S1956,'CAS#check'!A$2:A$190,1,FALSE)","v":{"$error":"#N/A"}},1]
[null,null,{"$f":"VLOOKUP('1. Eff Raw Data'!S1957,'CAS#check'!A$2:A$190,1,FALSE)","v":{"$error":"#N/A"}},1]
[null,null,{"$f":"VLOOKUP('1. Eff Raw Data'!S1958,'CAS#check'!A$2:A$190,1,FALSE)","v":{"$error":"#N/A"}},1]
[null,null,{"$f":"VLOOKUP('1. Eff Raw Data'!S1959,'CAS#check'!A$2:A$190,1,FALSE)","v":{"$error":"#N/A"}},1]
[null,null,{"$f":"VLOOKUP('1. Eff Raw Data'!S1960,'CAS#check'!A$2:A$190,1,FALSE)","v":{"$error":"#N/A"}},1]
[null,null,{"$f":"VLOOKUP('1. Eff Raw Data'!S1961,'CAS#check'!A$2:A$190,1,FALSE)","v":{"$error":"#N/A"}},1]
[null,null,{"$f":"VLOOKUP('1. Eff Raw Data'!S1962,'CAS#check'!A$2:A$190,1,FALSE)","v":{"$error":"#N/A"}},1]
[null,null,{"$f":"VLOOKUP('1. Eff Raw Data'!S1963,'CAS#check'!A$2:A$190,1,FALSE)","v":{"$error":"#N/A"}},1]
[null,null,{"$f":"VLOOKUP('1. Eff Raw Data'!S1964,'CAS#check'!A$2:A$190,1,FALSE)","v":{"$error":"#N/A"}},1]
[null,null,{"$f":"VLOOKUP('1. Eff Raw Data'!S1965,'CAS#check'!A$2:A$190,1,FALSE)","v":{"$error":"#N/A"}},1]
[null,null,{"$f":"VLOOKUP('1. Eff Raw Data'!S1966,'CAS#check'!A$2:A$190,1,FALSE)","v":{"$error":"#N/A"}},1]
[null,null,{"$f":"VLOOKUP('1. Eff Raw Data'!S1967,'CAS#check'!A$2:A$190,1,FALSE)","v":{"$error":"#N/A"}},1]
[null,null,{"$f":"VLOOKUP('1. Eff Raw Data'!S1968,'CAS#check'!A$2:A$190,1,FALSE)","v":{"$error":"#N/A"}},1]
[null,null,{"$f":"VLOOKUP('1. Eff Raw Data'!S1969,'CAS#check'!A$2:A$190,1,FALSE)","v":{"$error":"#N/A"}},1]
[null,null,{"$f":"VLOOKUP('1. Eff Raw Data'!S1970,'CAS#check'!A$2:A$190,1,FALSE)","v":{"$error":"#N/A"}},1]
[null,null,{"$f":"VLOOKUP('1. Eff Raw Data'!S1971,'CAS#check'!A$2:A$190,1,FALSE)","v":{"$error":"#N/A"}},1]
[null,null,{"$f":"VLOOKUP('1. Eff Raw Data'!S1972,'CAS#check'!A$2:A$190,1,FALSE)","v":{"$error":"#N/A"}},1]
[null,null,{"$f":"VLOOKUP('1. Eff Raw Data'!S1973,'CAS#check'!A$2:A$190,1,FALSE)","v":{"$error":"#N/A"}},1]
[null,null,{"$f":"VLOOKUP('1. Eff Raw Data'!S1974,'CAS#check'!A$2:A$190,1,FALSE)","v":{"$error":"#N/A"}},1]
[null,null,{"$f":"VLOOKUP('1. Eff Raw Data'!S1975,'CAS#check'!A$2:A$190,1,FALSE)","v":{"$error":"#N/A"}},1]
[null,null,{"$f":"VLOOKUP('1. Eff Raw Data'!S1976,'CAS#check'!A$2:A$190,1,FALSE)","v":{"$error":"#N/A"}},1]
[null,null,{"$f":"VLOOKUP('1. Eff Raw Data'!S1977,'CAS#check'!A$2:A$190,1,FALSE)","v":{"$error":"#N/A"}},1]
[null,null,{"$f":"VLOOKUP('1. Eff Raw Data'!S1978,'CAS#check'!A$2:A$190,1,FALSE)","v":{"$error":"#N/A"}},1]
[null,null,{"$f":"VLOOKUP('1. Eff Raw Data'!S1979,'CAS#check'!A$2:A$190,1,FALSE)","v":{"$error":"#N/A"}},1]
[null,null,{"$f":"VLOOKUP('1. Eff Raw Data'!S1980,'CAS#check'!A$2:A$190,1,FALSE)","v":{"$error":"#N/A"}},1]
[null,null,{"$f":"VLOOKUP('1. Eff Raw Data'!S1981,'CAS#check'!A$2:A$190,1,FALSE)","v":{"$error":"#N/A"}},1]
[null,null,{"$f":"VLOOKUP('1. Eff Raw Data'!S1982,'CAS#check'!A$2:A$190,1,FALSE)","v":{"$error":"#N/A"}},1]
[null,null,{"$f":"VLOOKUP('1. Eff Raw Data'!S1983,'CAS#check'!A$2:A$190,1,FALSE)","v":{"$error":"#N/A"}},1]
[null,null,{"$f":"VLOOKUP('1. Eff Raw Data'!S1984,'CAS#check'!A$2:A$190,1,FALSE)","v":{"$error":"#N/A"}},1]
[null,null,{"$f":"VLOOKUP('1. Eff Raw Data'!S1985,'CAS#check'!A$2:A$190,1,FALSE)","v":{"$error":"#N/A"}},1]
[null,null,{"$f":"VLOOKUP('1. Eff Raw Data'!S1986,'CAS#check'!A$2:A$190,1,FALSE)","v":{"$error":"#N/A"}},1]
[null,null,{"$f":"VLOOKUP('1. Eff Raw Data'!S1987,'CAS#check'!A$2:A$190,1,FALSE)","v":{"$error":"#N/A"}},1]
[null,null,{"$f":"VLOOKUP('1. Eff Raw Data'!S1988,'CAS#check'!A$2:A$190,1,FALSE)","v":{"$error":"#N/A"}},1]
[null,null,{"$f":"VLOOKUP('1. Eff Raw Data'!S1989,'CAS#check'!A$2:A$190,1,FALSE)","v":{"$error":"#N/A"}},{"$f":"IFERROR(_xlfn.IFNA(0*C1989,1),0)","v":1}]
[null,null,{"$f":"VLOOKUP('1. Eff Raw Data'!S1990,'CAS#check'!A$2:A$190,1,FALSE)","v":{"$error":"#N/A"}},1]
[null,null,{"$f":"VLOOKUP('1. Eff Raw Data'!S1991,'CAS#check'!A$2:A$190,1,FALSE)","v":{"$error":"#N/A"}},1]
[null,null,{"$f":"VLOOKUP('1. Eff Raw Data'!S1992,'CAS#check'!A$2:A$190,1,FALSE)","v":{"$error":"#N/A"}},1]
[null,null,{"$f":"VLOOKUP('1. Eff Raw Data'!S1993,'CAS#check'!A$2:A$190,1,FALSE)","v":{"$error":"#N/A"}},1]
[null,null,{"$f":"VLOOKUP('1. Eff Raw Data'!S1994,'CAS#check'!A$2:A$190,1,FALSE)","v":{"$error":"#N/A"}},1]
[null,null,{"$f":"VLOOKUP('1. Eff Raw Data'!S1995,'CAS#check'!A$2:A$190,1,FALSE)","v":{"$error":"#N/A"}},1]
[null,null,{"$f":"VLOOKUP('1. Eff Raw Data'!S1996,'CAS#check'!A$2:A$190,1,FALSE)","v":{"$error":"#N/A"}},1]
[null,null,{"$f":"VLOOKUP('1. Eff Raw Data'!S1997,'CAS#check'!A$2:A$190,1,FALSE)","v":{"$error":"#N/A"}},1]
[null,null,{"$f":"VLOOKUP('1. Eff Raw Data'!S1998,'CAS#check'!A$2:A$190,1,FALSE)","v":{"$error":"#N/A"}},1]
[null,null,{"$f":"VLOOKUP('1. Eff Raw Data'!S1999,'CAS#check'!A$2:A$190,1,FALSE)","v":{"$error":"#N/A"}},1]
[null,null,{"$f":"VLOOKUP('1. Eff Raw Data'!S2000,'CAS#check'!A$2:A$190,1,FALSE)","v":{"$error":"#N/A"}},1]
[null,null,{"$f":"VLOOKUP('1. Eff Raw Data'!S2001,'CAS#check'!A$2:A$190,1,FALSE)","v":{"$error":"#N/A"}},1]
[null,null,{"$f":"VLOOKUP('1. Eff Raw Data'!S2002,'CAS#check'!A$2:A$190,1,FALSE)","v":{"$error":"#N/A"}},1]
[null,null,{"$f":"VLOOKUP('1. Eff Raw Data'!S2003,'CAS#check'!A$2:A$190,1,FALSE)","v":{"$error":"#N/A"}},1]
[null,null,{"$f":"VLOOKUP('1. Eff Raw Data'!S2004,'CAS#check'!A$2:A$190,1,FALSE)","v":{"$error":"#N/A"}},1]
[null,null,{"$f":"VLOOKUP('1. Eff Raw Data'!S2005,'CAS#check'!A$2:A$190,1,FALSE)","v":{"$error":"#N/A"}},1]
[null,null,{"$f":"VLOOKUP('1. Eff Raw Data'!S2006,'CAS#check'!A$2:A$190,1,FALSE)","v":{"$error":"#N/A"}},1]
[null,null,{"$f":"VLOOKUP('1. Eff Raw Data'!S2007,'CAS#check'!A$2:A$190,1,FALSE)","v":{"$error":"#N/A"}},1]
[null,null,{"$f":"VLOOKUP('1. Eff Raw Data'!S2008,'CAS#check'!A$2:A$190,1,FALSE)","v":{"$error":"#N/A"}},1]
[null,null,{"$f":"VLOOKUP('1. Eff Raw Data'!S2009,'CAS#check'!A$2:A$190,1,FALSE)","v":{"$error":"#N/A"}},1]
[null,null,{"$f":"VLOOKUP('1. Eff Raw Data'!S2010,'CAS#check'!A$2:A$190,1,FALSE)","v":{"$error":"#N/A"}},1]
[null,null,{"$f":"VLOOKUP('1. Eff Raw Data'!S2011,'CAS#check'!A$2:A$190,1,FALSE)","v":{"$error":"#N/A"}},1]
[null,null,{"$f":"VLOOKUP('1. Eff Raw Data'!S2012,'CAS#check'!A$2:A$190,1,FALSE)","v":{"$error":"#N/A"}},1]
[null,null,{"$f":"VLOOKUP('1. Eff Raw Data'!S2013,'CAS#check'!A$2:A$190,1,FALSE)","v":{"$error":"#N/A"}},1]
[null,null,{"$f":"VLOOKUP('1. Eff Raw Data'!S2014,'CAS#check'!A$2:A$190,1,FALSE)","v":{"$error":"#N/A"}},1]
[null,null,{"$f":"VLOOKUP('1. Eff Raw Data'!S2015,'CAS#check'!A$2:A$190,1,FALSE)","v":{"$error":"#N/A"}},1]
[null,null,{"$f":"VLOOKUP('1. Eff Raw Data'!S2016,'CAS#check'!A$2:A$190,1,FALSE)","v":{"$error":"#N/A"}},1]
[null,null,{"$f":"VLOOKUP('1. Eff Raw Data'!S2017,'CAS#check'!A$2:A$190,1,FALSE)","v":{"$error":"#N/A"}},1]
[null,null,{"$f":"VLOOKUP('1. Eff Raw Data'!S2018,'CAS#check'!A$2:A$190,1,FALSE)","v":{"$error":"#N/A"}},1]
[null,null,{"$f":"VLOOKUP('1. Eff Raw Data'!S2019,'CAS#check'!A$2:A$190,1,FALSE)","v":{"$error":"#N/A"}},1]
[null,null,{"$f":"VLOOKUP('1. Eff Raw Data'!S2020,'CAS#check'!A$2:A$190,1,FALSE)","v":{"$error":"#N/A"}},1]
[null,null,{"$f":"VLOOKUP('1. Eff Raw Data'!S2021,'CAS#check'!A$2:A$190,1,FALSE)","v":{"$error":"#N/A"}},1]
[null,null,{"$f":"VLOOKUP('1. Eff Raw Data'!S2022,'CAS#check'!A$2:A$190,1,FALSE)","v":{"$error":"#N/A"}},1]
[null,null,{"$f":"VLOOKUP('1. Eff Raw Data'!S2023,'CAS#check'!A$2:A$190,1,FALSE)","v":{"$error":"#N/A"}},1]
[null,null,{"$f":"VLOOKUP('1. Eff Raw Data'!S2024,'CAS#check'!A$2:A$190,1,FALSE)","v":{"$error":"#N/A"}},1]
[null,null,{"$f":"VLOOKUP('1. Eff Raw Data'!S2025,'CAS#check'!A$2:A$190,1,FALSE)","v":{"$error":"#N/A"}},1]
[null,null,{"$f":"VLOOKUP('1. Eff Raw Data'!S2026,'CAS#check'!A$2:A$190,1,FALSE)","v":{"$error":"#N/A"}},1]
[null,null,{"$f":"VLOOKUP('1. Eff Raw Data'!S2027,'CAS#check'!A$2:A$190,1,FALSE)","v":{"$error":"#N/A"}},1]
[null,null,{"$f":"VLOOKUP('1. Eff Raw Data'!S2028,'CAS#check'!A$2:A$190,1,FALSE)","v":{"$error":"#N/A"}},1]
[null,null,{"$f":"VLOOKUP('1. Eff Raw Data'!S2029,'CAS#check'!A$2:A$190,1,FALSE)","v":{"$error":"#N/A"}},1]
[null,null,{"$f":"VLOOKUP('1. Eff Raw Data'!S2030,'CAS#check'!A$2:A$190,1,FALSE)","v":{"$error":"#N/A"}},1]
[null,null,{"$f":"VLOOKUP('1. Eff Raw Data'!S2031,'CAS#check'!A$2:A$190,1,FALSE)","v":{"$error":"#N/A"}},1]
[null,null,{"$f":"VLOOKUP('1. Eff Raw Data'!S2032,'CAS#check'!A$2:A$190,1,FALSE)","v":{"$error":"#N/A"}},1]
[null,null,{"$f":"VLOOKUP('1. Eff Raw Data'!S2033,'CAS#check'!A$2:A$190,1,FALSE)","v":{"$error":"#N/A"}},1]
[null,null,{"$f":"VLOOKUP('1. Eff Raw Data'!S2034,'CAS#check'!A$2:A$190,1,FALSE)","v":{"$error":"#N/A"}},1]
[null,null,{"$f":"VLOOKUP('1. Eff Raw Data'!S2035,'CAS#check'!A$2:A$190,1,FALSE)","v":{"$error":"#N/A"}},1]
[null,null,{"$f":"VLOOKUP('1. Eff Raw Data'!S2036,'CAS#check'!A$2:A$190,1,FALSE)","v":{"$error":"#N/A"}},1]
[null,null,{"$f":"VLOOKUP('1. Eff Raw Data'!S2037,'CAS#check'!A$2:A$190,1,FALSE)","v":{"$error":"#N/A"}},1]
[null,null,{"$f":"VLOOKUP('1. Eff Raw Data'!S2038,'CAS#check'!A$2:A$190,1,FALSE)","v":{"$error":"#N/A"}},1]
[null,null,{"$f":"VLOOKUP('1. Eff Raw Data'!S2039,'CAS#check'!A$2:A$190,1,FALSE)","v":{"$error":"#N/A"}},1]
[null,null,{"$f":"VLOOKUP('1. Eff Raw Data'!S2040,'CAS#check'!A$2:A$190,1,FALSE)","v":{"$error":"#N/A"}},1]
[null,null,{"$f":"VLOOKUP('1. Eff Raw Data'!S2041,'CAS#check'!A$2:A$190,1,FALSE)","v":{"$error":"#N/A"}},1]
[null,null,{"$f":"VLOOKUP('1. Eff Raw Data'!S2042,'CAS#check'!A$2:A$190,1,FALSE)","v":{"$error":"#N/A"}},1]
[null,null,{"$f":"VLOOKUP('1. Eff Raw Data'!S2043,'CAS#check'!A$2:A$190,1,FALSE)","v":{"$error":"#N/A"}},1]
[null,null,{"$f":"VLOOKUP('1. Eff Raw Data'!S2044,'CAS#check'!A$2:A$190,1,FALSE)","v":{"$error":"#N/A"}},1]
[null,null,{"$f":"VLOOKUP('1. Eff Raw Data'!S2045,'CAS#check'!A$2:A$190,1,FALSE)","v":{"$error":"#N/A"}},1]
[null,null,{"$f":"VLOOKUP('1. Eff Raw Data'!S2046,'CAS#check'!A$2:A$190,1,FALSE)","v":{"$error":"#N/A"}},1]
[null,null,{"$f":"VLOOKUP('1. Eff Raw Data'!S2047,'CAS#check'!A$2:A$190,1,FALSE)","v":{"$error":"#N/A"}},1]
[null,null,{"$f":"VLOOKUP('1. Eff Raw Data'!S2048,'CAS#check'!A$2:A$190,1,FALSE)","v":{"$error":"#N/A"}},1]
[null,null,{"$f":"VLOOKUP('1. Eff Raw Data'!S2049,'CAS#check'!A$2:A$190,1,FALSE)","v":{"$error":"#N/A"}},1]
[null,null,{"$f":"VLOOKUP('1. Eff Raw Data'!S2050,'CAS#check'!A$2:A$190,1,FALSE)","v":{"$error":"#N/A"}},1]
[null,null,{"$f":"VLOOKUP('1. Eff Raw Data'!S2051,'CAS#check'!A$2:A$190,1,FALSE)","v":{"$error":"#N/A"}},1]
[null,null,{"$f":"VLOOKUP('1. Eff Raw Data'!S2052,'CAS#check'!A$2:A$190,1,FALSE)","v":{"$error":"#N/A"}},1]
[null,null,{"$f":"VLOOKUP('1. Eff Raw Data'!S2053,'CAS#check'!A$2:A$190,1,FALSE)","v":{"$error":"#N/A"}},{"$f":"IFERROR(_xlfn.IFNA(0*C2053,1),0)","v":1}]
[null,null,{"$f":"VLOOKUP('1. Eff Raw Data'!S2054,'CAS#check'!A$2:A$190,1,FALSE)","v":{"$error":"#N/A"}},1]
[null,null,{"$f":"VLOOKUP('1. Eff Raw Data'!S2055,'CAS#check'!A$2:A$190,1,FALSE)","v":{"$error":"#N/A"}},1]
[null,null,{"$f":"VLOOKUP('1. Eff Raw Data'!S2056,'CAS#check'!A$2:A$190,1,FALSE)","v":{"$error":"#N/A"}},1]
[null,null,{"$f":"VLOOKUP('1. Eff Raw Data'!S2057,'CAS#check'!A$2:A$190,1,FALSE)","v":{"$error":"#N/A"}},1]
[null,null,{"$f":"VLOOKUP('1. Eff Raw Data'!S2058,'CAS#check'!A$2:A$190,1,FALSE)","v":{"$error":"#N/A"}},1]
[null,null,{"$f":"VLOOKUP('1. Eff Raw Data'!S2059,'CAS#check'!A$2:A$190,1,FALSE)","v":{"$error":"#N/A"}},1]
[null,null,{"$f":"VLOOKUP('1. Eff Raw Data'!S2060,'CAS#check'!A$2:A$190,1,FALSE)","v":{"$error":"#N/A"}},1]
[null,null,{"$f":"VLOOKUP('1. Eff Raw Data'!S2061,'CAS#check'!A$2:A$190,1,FALSE)","v":{"$error":"#N/A"}},1]
[null,null,{"$f":"VLOOKUP('1. Eff Raw Data'!S2062,'CAS#check'!A$2:A$190,1,FALSE)","v":{"$error":"#N/A"}},1]
[null,null,{"$f":"VLOOKUP('1. Eff Raw Data'!S2063,'CAS#check'!A$2:A$190,1,FALSE)","v":{"$error":"#N/A"}},1]
[null,null,{"$f":"VLOOKUP('1. Eff Raw Data'!S2064,'CAS#check'!A$2:A$190,1,FALSE)","v":{"$error":"#N/A"}},1]
[null,null,{"$f":"VLOOKUP('1. Eff Raw Data'!S2065,'CAS#check'!A$2:A$190,1,FALSE)","v":{"$error":"#N/A"}},1]
[null,null,{"$f":"VLOOKUP('1. Eff Raw Data'!S2066,'CAS#check'!A$2:A$190,1,FALSE)","v":{"$error":"#N/A"}},1]
[null,null,{"$f":"VLOOKUP('1. Eff Raw Data'!S2067,'CAS#check'!A$2:A$190,1,FALSE)","v":{"$error":"#N/A"}},1]
[null,null,{"$f":"VLOOKUP('1. Eff Raw Data'!S2068,'CAS#check'!A$2:A$190,1,FALSE)","v":{"$error":"#N/A"}},1]
[null,null,{"$f":"VLOOKUP('1. Eff Raw Data'!S2069,'CAS#check'!A$2:A$190,1,FALSE)","v":{"$error":"#N/A"}},1]
[null,null,{"$f":"VLOOKUP('1. Eff Raw Data'!S2070,'CAS#check'!A$2:A$190,1,FALSE)","v":{"$error":"#N/A"}},1]
[null,null,{"$f":"VLOOKUP('1. Eff Raw Data'!S2071,'CAS#check'!A$2:A$190,1,FALSE)","v":{"$error":"#N/A"}},1]
[null,null,{"$f":"VLOOKUP('1. Eff Raw Data'!S2072,'CAS#check'!A$2:A$190,1,FALSE)","v":{"$error":"#N/A"}},1]
[null,null,{"$f":"VLOOKUP('1. Eff Raw Data'!S2073,'CAS#check'!A$2:A$190,1,FALSE)","v":{"$error":"#N/A"}},1]
[null,null,{"$f":"VLOOKUP('1. Eff Raw Data'!S2074,'CAS#check'!A$2:A$190,1,FALSE)","v":{"$error":"#N/A"}},1]
[null,null,{"$f":"VLOOKUP('1. Eff Raw Data'!S2075,'CAS#check'!A$2:A$190,1,FALSE)","v":{"$error":"#N/A"}},1]
[null,null,{"$f":"VLOOKUP('1. Eff Raw Data'!S2076,'CAS#check'!A$2:A$190,1,FALSE)","v":{"$error":"#N/A"}},1]
[null,null,{"$f":"VLOOKUP('1. Eff Raw Data'!S2077,'CAS#check'!A$2:A$190,1,FALSE)","v":{"$error":"#N/A"}},1]
[null,null,{"$f":"VLOOKUP('1. Eff Raw Data'!S2078,'CAS#check'!A$2:A$190,1,FALSE)","v":{"$error":"#N/A"}},1]
[null,null,{"$f":"VLOOKUP('1. Eff Raw Data'!S2079,'CAS#check'!A$2:A$190,1,FALSE)","v":{"$error":"#N/A"}},1]
[null,null,{"$f":"VLOOKUP('1. Eff Raw Data'!S2080,'CAS#check'!A$2:A$190,1,FALSE)","v":{"$error":"#N/A"}},1]
[null,null,{"$f":"VLOOKUP('1. Eff Raw Data'!S2081,'CAS#check'!A$2:A$190,1,FALSE)","v":{"$error":"#N/A"}},1]
[null,null,{"$f":"VLOOKUP('1. Eff Raw Data'!S2082,'CAS#check'!A$2:A$190,1,FALSE)","v":{"$error":"#N/A"}},1]
[null,null,{"$f":"VLOOKUP('1. Eff Raw Data'!S2083,'CAS#check'!A$2:A$190,1,FALSE)","v":{"$error":"#N/A"}},1]
[null,null,{"$f":"VLOOKUP('1. Eff Raw Data'!S2084,'CAS#check'!A$2:A$190,1,FALSE)","v":{"$error":"#N/A"}},1]
[null,null,{"$f":"VLOOKUP('1. Eff Raw Data'!S2085,'CAS#check'!A$2:A$190,1,FALSE)","v":{"$error":"#N/A"}},1]
[null,null,{"$f":"VLOOKUP('1. Eff Raw Data'!S2086,'CAS#check'!A$2:A$190,1,FALSE)","v":{"$error":"#N/A"}},1]
[null,null,{"$f":"VLOOKUP('1. Eff Raw Data'!S2087,'CAS#check'!A$2:A$190,1,FALSE)","v":{"$error":"#N/A"}},1]
[null,null,{"$f":"VLOOKUP('1. Eff Raw Data'!S2088,'CAS#check'!A$2:A$190,1,FALSE)","v":{"$error":"#N/A"}},1]
[null,null,{"$f":"VLOOKUP('1. Eff Raw Data'!S2089,'CAS#check'!A$2:A$190,1,FALSE)","v":{"$error":"#N/A"}},1]
[null,null,{"$f":"VLOOKUP('1. Eff Raw Data'!S2090,'CAS#check'!A$2:A$190,1,FALSE)","v":{"$error":"#N/A"}},1]
[null,null,{"$f":"VLOOKUP('1. Eff Raw Data'!S2091,'CAS#check'!A$2:A$190,1,FALSE)","v":{"$error":"#N/A"}},1]
[null,null,{"$f":"VLOOKUP('1. Eff Raw Data'!S2092,'CAS#check'!A$2:A$190,1,FALSE)","v":{"$error":"#N/A"}},1]
[null,null,{"$f":"VLOOKUP('1. Eff Raw Data'!S2093,'CAS#check'!A$2:A$190,1,FALSE)","v":{"$error":"#N/A"}},1]
[null,null,{"$f":"VLOOKUP('1. Eff Raw Data'!S2094,'CAS#check'!A$2:A$190,1,FALSE)","v":{"$error":"#N/A"}},1]
[null,null,{"$f":"VLOOKUP('1. Eff Raw Data'!S2095,'CAS#check'!A$2:A$190,1,FALSE)","v":{"$error":"#N/A"}},1]
[null,null,{"$f":"VLOOKUP('1. Eff Raw Data'!S2096,'CAS#check'!A$2:A$190,1,FALSE)","v":{"$error":"#N/A"}},1]
[null,null,{"$f":"VLOOKUP('1. Eff Raw Data'!S2097,'CAS#check'!A$2:A$190,1,FALSE)","v":{"$error":"#N/A"}},1]
[null,null,{"$f":"VLOOKUP('1. Eff Raw Data'!S2098,'CAS#check'!A$2:A$190,1,FALSE)","v":{"$error":"#N/A"}},1]
[null,null,{"$f":"VLOOKUP('1. Eff Raw Data'!S2099,'CAS#check'!A$2:A$190,1,FALSE)","v":{"$error":"#N/A"}},1]
[null,null,{"$f":"VLOOKUP('1. Eff Raw Data'!S2100,'CAS#check'!A$2:A$190,1,FALSE)","v":{"$error":"#N/A"}},1]
[null,null,{"$f":"VLOOKUP('1. Eff Raw Data'!S2101,'CAS#check'!A$2:A$190,1,FALSE)","v":{"$error":"#N/A"}},1]
[null,null,{"$f":"VLOOKUP('1. Eff Raw Data'!S2102,'CAS#check'!A$2:A$190,1,FALSE)","v":{"$error":"#N/A"}},1]
[null,null,{"$f":"VLOOKUP('1. Eff Raw Data'!S2103,'CAS#check'!A$2:A$190,1,FALSE)","v":{"$error":"#N/A"}},1]
[null,null,{"$f":"VLOOKUP('1. Eff Raw Data'!S2104,'CAS#check'!A$2:A$190,1,FALSE)","v":{"$error":"#N/A"}},1]
[null,null,{"$f":"VLOOKUP('1. Eff Raw Data'!S2105,'CAS#check'!A$2:A$190,1,FALSE)","v":{"$error":"#N/A"}},1]
[null,null,{"$f":"VLOOKUP('1. Eff Raw Data'!S2106,'CAS#check'!A$2:A$190,1,FALSE)","v":{"$error":"#N/A"}},1]
[null,null,{"$f":"VLOOKUP('1. Eff Raw Data'!S2107,'CAS#check'!A$2:A$190,1,FALSE)","v":{"$error":"#N/A"}},1]
[null,null,{"$f":"VLOOKUP('1. Eff Raw Data'!S2108,'CAS#check'!A$2:A$190,1,FALSE)","v":{"$error":"#N/A"}},1]
[null,null,{"$f":"VLOOKUP('1. Eff Raw Data'!S2109,'CAS#check'!A$2:A$190,1,FALSE)","v":{"$error":"#N/A"}},1]
[null,null,{"$f":"VLOOKUP('1. Eff Raw Data'!S2110,'CAS#check'!A$2:A$190,1,FALSE)","v":{"$error":"#N/A"}},1]
[null,null,{"$f":"VLOOKUP('1. Eff Raw Data'!S2111,'CAS#check'!A$2:A$190,1,FALSE)","v":{"$error":"#N/A"}},1]
[null,null,{"$f":"VLOOKUP('1. Eff Raw Data'!S2112,'CAS#check'!A$2:A$190,1,FALSE)","v":{"$error":"#N/A"}},1]
[null,null,{"$f":"VLOOKUP('1. Eff Raw Data'!S2113,'CAS#check'!A$2:A$190,1,FALSE)","v":{"$error":"#N/A"}},1]
[null,null,{"$f":"VLOOKUP('1. Eff Raw Data'!S2114,'CAS#check'!A$2:A$190,1,FALSE)","v":{"$error":"#N/A"}},1]
[null,null,{"$f":"VLOOKUP('1. Eff Raw Data'!S2115,'CAS#check'!A$2:A$190,1,FALSE)","v":{"$error":"#N/A"}},1]
[null,null,{"$f":"VLOOKUP('1. Eff Raw Data'!S2116,'CAS#check'!A$2:A$190,1,FALSE)","v":{"$error":"#N/A"}},1]
[null,null,{"$f":"VLOOKUP('1. Eff Raw Data'!S2117,'CAS#check'!A$2:A$190,1,FALSE)","v":{"$error":"#N/A"}},{"$f":"IFERROR(_xlfn.IFNA(0*C2117,1),0)","v":1}]
[null,null,{"$f":"VLOOKUP('1. Eff Raw Data'!S2118,'CAS#check'!A$2:A$190,1,FALSE)","v":{"$error":"#N/A"}},1]
[null,null,{"$f":"VLOOKUP('1. Eff Raw Data'!S2119,'CAS#check'!A$2:A$190,1,FALSE)","v":{"$error":"#N/A"}},1]
[null,null,{"$f":"VLOOKUP('1. Eff Raw Data'!S2120,'CAS#check'!A$2:A$190,1,FALSE)","v":{"$error":"#N/A"}},1]
[null,null,{"$f":"VLOOKUP('1. Eff Raw Data'!S2121,'CAS#check'!A$2:A$190,1,FALSE)","v":{"$error":"#N/A"}},1]
[null,null,{"$f":"VLOOKUP('1. Eff Raw Data'!S2122,'CAS#check'!A$2:A$190,1,FALSE)","v":{"$error":"#N/A"}},1]
[null,null,{"$f":"VLOOKUP('1. Eff Raw Data'!S2123,'CAS#check'!A$2:A$190,1,FALSE)","v":{"$error":"#N/A"}},1]
[null,null,{"$f":"VLOOKUP('1. Eff Raw Data'!S2124,'CAS#check'!A$2:A$190,1,FALSE)","v":{"$error":"#N/A"}},1]
[null,null,{"$f":"VLOOKUP('1. Eff Raw Data'!S2125,'CAS#check'!A$2:A$190,1,FALSE)","v":{"$error":"#N/A"}},1]
[null,null,{"$f":"VLOOKUP('1. Eff Raw Data'!S2126,'CAS#check'!A$2:A$190,1,FALSE)","v":{"$error":"#N/A"}},1]
[null,null,{"$f":"VLOOKUP('1. Eff Raw Data'!S2127,'CAS#check'!A$2:A$190,1,FALSE)","v":{"$error":"#N/A"}},1]
[null,null,{"$f":"VLOOKUP('1. Eff Raw Data'!S2128,'CAS#check'!A$2:A$190,1,FALSE)","v":{"$error":"#N/A"}},1]
[null,null,{"$f":"VLOOKUP('1. Eff Raw Data'!S2129,'CAS#check'!A$2:A$190,1,FALSE)","v":{"$error":"#N/A"}},1]
[null,null,{"$f":"VLOOKUP('1. Eff Raw Data'!S2130,'CAS#check'!A$2:A$190,1,FALSE)","v":{"$error":"#N/A"}},1]
[null,null,{"$f":"VLOOKUP('1. Eff Raw Data'!S2131,'CAS#check'!A$2:A$190,1,FALSE)","v":{"$error":"#N/A"}},1]
[null,null,{"$f":"VLOOKUP('1. Eff Raw Data'!S2132,'CAS#check'!A$2:A$190,1,FALSE)","v":{"$error":"#N/A"}},1]
[null,null,{"$f":"VLOOKUP('1. Eff Raw Data'!S2133,'CAS#check'!A$2:A$190,1,FALSE)","v":{"$error":"#N/A"}},1]
[null,null,{"$f":"VLOOKUP('1. Eff Raw Data'!S2134,'CAS#check'!A$2:A$190,1,FALSE)","v":{"$error":"#N/A"}},1]
[null,null,{"$f":"VLOOKUP('1. Eff Raw Data'!S2135,'CAS#check'!A$2:A$190,1,FALSE)","v":{"$error":"#N/A"}},1]
[null,null,{"$f":"VLOOKUP('1. Eff Raw Data'!S2136,'CAS#check'!A$2:A$190,1,FALSE)","v":{"$error":"#N/A"}},1]
[null,null,{"$f":"VLOOKUP('1. Eff Raw Data'!S2137,'CAS#check'!A$2:A$190,1,FALSE)","v":{"$error":"#N/A"}},1]
[null,null,{"$f":"VLOOKUP('1. Eff Raw Data'!S2138,'CAS#check'!A$2:A$190,1,FALSE)","v":{"$error":"#N/A"}},1]
[null,null,{"$f":"VLOOKUP('1. Eff Raw Data'!S2139,'CAS#check'!A$2:A$190,1,FALSE)","v":{"$error":"#N/A"}},1]
[null,null,{"$f":"VLOOKUP('1. Eff Raw Data'!S2140,'CAS#check'!A$2:A$190,1,FALSE)","v":{"$error":"#N/A"}},1]
[null,null,{"$f":"VLOOKUP('1. Eff Raw Data'!S2141,'CAS#check'!A$2:A$190,1,FALSE)","v":{"$error":"#N/A"}},1]
[null,null,{"$f":"VLOOKUP('1. Eff Raw Data'!S2142,'CAS#check'!A$2:A$190,1,FALSE)","v":{"$error":"#N/A"}},1]
[null,null,{"$f":"VLOOKUP('1. Eff Raw Data'!S2143,'CAS#check'!A$2:A$190,1,FALSE)","v":{"$error":"#N/A"}},1]
[null,null,{"$f":"VLOOKUP('1. Eff Raw Data'!S2144,'CAS#check'!A$2:A$190,1,FALSE)","v":{"$error":"#N/A"}},1]
[null,null,{"$f":"VLOOKUP('1. Eff Raw Data'!S2145,'CAS#check'!A$2:A$190,1,FALSE)","v":{"$error":"#N/A"}},1]
[null,null,{"$f":"VLOOKUP('1. Eff Raw Data'!S2146,'CAS#check'!A$2:A$190,1,FALSE)","v":{"$error":"#N/A"}},1]
[null,null,{"$f":"VLOOKUP('1. Eff Raw Data'!S2147,'CAS#check'!A$2:A$190,1,FALSE)","v":{"$error":"#N/A"}},1]
[null,null,{"$f":"VLOOKUP('1. Eff Raw Data'!S2148,'CAS#check'!A$2:A$190,1,FALSE)","v":{"$error":"#N/A"}},1]
[null,null,{"$f":"VLOOKUP('1. Eff Raw Data'!S2149,'CAS#check'!A$2:A$190,1,FALSE)","v":{"$error":"#N/A"}},1]
[null,null,{"$f":"VLOOKUP('1. Eff Raw Data'!S2150,'CAS#check'!A$2:A$190,1,FALSE)","v":{"$error":"#N/A"}},1]
[null,null,{"$f":"VLOOKUP('1. Eff Raw Data'!S2151,'CAS#check'!A$2:A$190,1,FALSE)","v":{"$error":"#N/A"}},1]
[null,null,{"$f":"VLOOKUP('1. Eff Raw Data'!S2152,'CAS#check'!A$2:A$190,1,FALSE)","v":{"$error":"#N/A"}},1]
[null,null,{"$f":"VLOOKUP('1. Eff Raw Data'!S2153,'CAS#check'!A$2:A$190,1,FALSE)","v":{"$error":"#N/A"}},1]
[null,null,{"$f":"VLOOKUP('1. Eff Raw Data'!S2154,'CAS#check'!A$2:A$190,1,FALSE)","v":{"$error":"#N/A"}},1]
[null,null,{"$f":"VLOOKUP('1. Eff Raw Data'!S2155,'CAS#check'!A$2:A$190,1,FALSE)","v":{"$error":"#N/A"}},1]
[null,null,{"$f":"VLOOKUP('1. Eff Raw Data'!S2156,'CAS#check'!A$2:A$190,1,FALSE)","v":{"$error":"#N/A"}},1]
[null,null,{"$f":"VLOOKUP('1. Eff Raw Data'!S2157,'CAS#check'!A$2:A$190,1,FALSE)","v":{"$error":"#N/A"}},1]
[null,null,{"$f":"VLOOKUP('1. Eff Raw Data'!S2158,'CAS#check'!A$2:A$190,1,FALSE)","v":{"$error":"#N/A"}},1]
[null,null,{"$f":"VLOOKUP('1. Eff Raw Data'!S2159,'CAS#check'!A$2:A$190,1,FALSE)","v":{"$error":"#N/A"}},1]
[null,null,{"$f":"VLOOKUP('1. Eff Raw Data'!S2160,'CAS#check'!A$2:A$190,1,FALSE)","v":{"$error":"#N/A"}},1]
[null,null,{"$f":"VLOOKUP('1. Eff Raw Data'!S2161,'CAS#check'!A$2:A$190,1,FALSE)","v":{"$error":"#N/A"}},1]
[null,null,{"$f":"VLOOKUP('1. Eff Raw Data'!S2162,'CAS#check'!A$2:A$190,1,FALSE)","v":{"$error":"#N/A"}},1]
[null,null,{"$f":"VLOOKUP('1. Eff Raw Data'!S2163,'CAS#check'!A$2:A$190,1,FALSE)","v":{"$error":"#N/A"}},1]
[null,null,{"$f":"VLOOKUP('1. Eff Raw Data'!S2164,'CAS#check'!A$2:A$190,1,FALSE)","v":{"$error":"#N/A"}},1]
[null,null,{"$f":"VLOOKUP('1. Eff Raw Data'!S2165,'CAS#check'!A$2:A$190,1,FALSE)","v":{"$error":"#N/A"}},1]
[null,null,{"$f":"VLOOKUP('1. Eff Raw Data'!S2166,'CAS#check'!A$2:A$190,1,FALSE)","v":{"$error":"#N/A"}},1]
[null,null,{"$f":"VLOOKUP('1. Eff Raw Data'!S2167,'CAS#check'!A$2:A$190,1,FALSE)","v":{"$error":"#N/A"}},1]
[null,null,{"$f":"VLOOKUP('1. Eff Raw Data'!S2168,'CAS#check'!A$2:A$190,1,FALSE)","v":{"$error":"#N/A"}},1]
[null,null,{"$f":"VLOOKUP('1. Eff Raw Data'!S2169,'CAS#check'!A$2:A$190,1,FALSE)","v":{"$error":"#N/A"}},1]
[null,null,{"$f":"VLOOKUP('1. Eff Raw Data'!S2170,'CAS#check'!A$2:A$190,1,FALSE)","v":{"$error":"#N/A"}},1]
[null,null,{"$f":"VLOOKUP('1. Eff Raw Data'!S2171,'CAS#check'!A$2:A$190,1,FALSE)","v":{"$error":"#N/A"}},1]
[null,null,{"$f":"VLOOKUP('1. Eff Raw Data'!S2172,'CAS#check'!A$2:A$190,1,FALSE)","v":{"$error":"#N/A"}},1]
[null,null,{"$f":"VLOOKUP('1. Eff Raw Data'!S2173,'CAS#check'!A$2:A$190,1,FALSE)","v":{"$error":"#N/A"}},1]
[null,null,{"$f":"VLOOKUP('1. Eff Raw Data'!S2174,'CAS#check'!A$2:A$190,1,FALSE)","v":{"$error":"#N/A"}},1]
[null,null,{"$f":"VLOOKUP('1. Eff Raw Data'!S2175,'CAS#check'!A$2:A$190,1,FALSE)","v":{"$error":"#N/A"}},1]
[null,null,{"$f":"VLOOKUP('1. Eff Raw Data'!S2176,'CAS#check'!A$2:A$190,1,FALSE)","v":{"$error":"#N/A"}},1]
[null,null,{"$f":"VLOOKUP('1. Eff Raw Data'!S2177,'CAS#check'!A$2:A$190,1,FALSE)","v":{"$error":"#N/A"}},1]
[null,null,{"$f":"VLOOKUP('1. Eff Raw Data'!S2178,'CAS#check'!A$2:A$190,1,FALSE)","v":{"$error":"#N/A"}},1]
[null,null,{"$f":"VLOOKUP('1. Eff Raw Data'!S2179,'CAS#check'!A$2:A$190,1,FALSE)","v":{"$error":"#N/A"}},1]
[null,null,{"$f":"VLOOKUP('1. Eff Raw Data'!S2180,'CAS#check'!A$2:A$190,1,FALSE)","v":{"$error":"#N/A"}},1]
[null,null,{"$f":"VLOOKUP('1. Eff Raw Data'!S2181,'CAS#check'!A$2:A$190,1,FALSE)","v":{"$error":"#N/A"}},{"$f":"IFERROR(_xlfn.IFNA(0*C2181,1),0)","v":1}]
[null,null,{"$f":"VLOOKUP('1. Eff Raw Data'!S2182,'CAS#check'!A$2:A$190,1,FALSE)","v":{"$error":"#N/A"}},1]
[null,null,{"$f":"VLOOKUP('1. Eff Raw Data'!S2183,'CAS#check'!A$2:A$190,1,FALSE)","v":{"$error":"#N/A"}},1]
[null,null,{"$f":"VLOOKUP('1. Eff Raw Data'!S2184,'CAS#check'!A$2:A$190,1,FALSE)","v":{"$error":"#N/A"}},1]
[null,null,{"$f":"VLOOKUP('1. Eff Raw Data'!S2185,'CAS#check'!A$2:A$190,1,FALSE)","v":{"$error":"#N/A"}},1]
[null,null,{"$f":"VLOOKUP('1. Eff Raw Data'!S2186,'CAS#check'!A$2:A$190,1,FALSE)","v":{"$error":"#N/A"}},1]
[null,null,{"$f":"VLOOKUP('1. Eff Raw Data'!S2187,'CAS#check'!A$2:A$190,1,FALSE)","v":{"$error":"#N/A"}},1]
[null,null,{"$f":"VLOOKUP('1. Eff Raw Data'!S2188,'CAS#check'!A$2:A$190,1,FALSE)","v":{"$error":"#N/A"}},1]
[null,null,{"$f":"VLOOKUP('1. Eff Raw Data'!S2189,'CAS#check'!A$2:A$190,1,FALSE)","v":{"$error":"#N/A"}},1]
[null,null,{"$f":"VLOOKUP('1. Eff Raw Data'!S2190,'CAS#check'!A$2:A$190,1,FALSE)","v":{"$error":"#N/A"}},1]
[null,null,{"$f":"VLOOKUP('1. Eff Raw Data'!S2191,'CAS#check'!A$2:A$190,1,FALSE)","v":{"$error":"#N/A"}},1]
[null,null,{"$f":"VLOOKUP('1. Eff Raw Data'!S2192,'CAS#check'!A$2:A$190,1,FALSE)","v":{"$error":"#N/A"}},1]
[null,null,{"$f":"VLOOKUP('1. Eff Raw Data'!S2193,'CAS#check'!A$2:A$190,1,FALSE)","v":{"$error":"#N/A"}},1]
[null,null,{"$f":"VLOOKUP('1. Eff Raw Data'!S2194,'CAS#check'!A$2:A$190,1,FALSE)","v":{"$error":"#N/A"}},1]
[null,null,{"$f":"VLOOKUP('1. Eff Raw Data'!S2195,'CAS#check'!A$2:A$190,1,FALSE)","v":{"$error":"#N/A"}},1]
[null,null,{"$f":"VLOOKUP('1. Eff Raw Data'!S2196,'CAS#check'!A$2:A$190,1,FALSE)","v":{"$error":"#N/A"}},1]
[null,null,{"$f":"VLOOKUP('1. Eff Raw Data'!S2197,'CAS#check'!A$2:A$190,1,FALSE)","v":{"$error":"#N/A"}},1]
[null,null,{"$f":"VLOOKUP('1. Eff Raw Data'!S2198,'CAS#check'!A$2:A$190,1,FALSE)","v":{"$error":"#N/A"}},1]
[null,null,{"$f":"VLOOKUP('1. Eff Raw Data'!S2199,'CAS#check'!A$2:A$190,1,FALSE)","v":{"$error":"#N/A"}},1]
[null,null,{"$f":"VLOOKUP('1. Eff Raw Data'!S2200,'CAS#check'!A$2:A$190,1,FALSE)","v":{"$error":"#N/A"}},1]
[null,null,{"$f":"VLOOKUP('1. Eff Raw Data'!S2201,'CAS#check'!A$2:A$190,1,FALSE)","v":{"$error":"#N/A"}},1]
[null,null,{"$f":"VLOOKUP('1. Eff Raw Data'!S2202,'CAS#check'!A$2:A$190,1,FALSE)","v":{"$error":"#N/A"}},1]
[null,null,{"$f":"VLOOKUP('1. Eff Raw Data'!S2203,'CAS#check'!A$2:A$190,1,FALSE)","v":{"$error":"#N/A"}},1]
[null,null,{"$f":"VLOOKUP('1. Eff Raw Data'!S2204,'CAS#check'!A$2:A$190,1,FALSE)","v":{"$error":"#N/A"}},1]
[null,null,{"$f":"VLOOKUP('1. Eff Raw Data'!S2205,'CAS#check'!A$2:A$190,1,FALSE)","v":{"$error":"#N/A"}},1]
[null,null,{"$f":"VLOOKUP('1. Eff Raw Data'!S2206,'CAS#check'!A$2:A$190,1,FALSE)","v":{"$error":"#N/A"}},1]
[null,null,{"$f":"VLOOKUP('1. Eff Raw Data'!S2207,'CAS#check'!A$2:A$190,1,FALSE)","v":{"$error":"#N/A"}},1]
[null,null,{"$f":"VLOOKUP('1. Eff Raw Data'!S2208,'CAS#check'!A$2:A$190,1,FALSE)","v":{"$error":"#N/A"}},1]
[null,null,{"$f":"VLOOKUP('1. Eff Raw Data'!S2209,'CAS#check'!A$2:A$190,1,FALSE)","v":{"$error":"#N/A"}},1]
[null,null,{"$f":"VLOOKUP('1. Eff Raw Data'!S2210,'CAS#check'!A$2:A$190,1,FALSE)","v":{"$error":"#N/A"}},1]
[null,null,{"$f":"VLOOKUP('1. Eff Raw Data'!S2211,'CAS#check'!A$2:A$190,1,FALSE)","v":{"$error":"#N/A"}},1]
[null,null,{"$f":"VLOOKUP('1. Eff Raw Data'!S2212,'CAS#check'!A$2:A$190,1,FALSE)","v":{"$error":"#N/A"}},1]
[null,null,{"$f":"VLOOKUP('1. Eff Raw Data'!S2213,'CAS#check'!A$2:A$190,1,FALSE)","v":{"$error":"#N/A"}},1]
[null,null,{"$f":"VLOOKUP('1. Eff Raw Data'!S2214,'CAS#check'!A$2:A$190,1,FALSE)","v":{"$error":"#N/A"}},1]
[null,null,{"$f":"VLOOKUP('1. Eff Raw Data'!S2215,'CAS#check'!A$2:A$190,1,FALSE)","v":{"$error":"#N/A"}},1]
[null,null,{"$f":"VLOOKUP('1. Eff Raw Data'!S2216,'CAS#check'!A$2:A$190,1,FALSE)","v":{"$error":"#N/A"}},1]
[null,null,{"$f":"VLOOKUP('1. Eff Raw Data'!S2217,'CAS#check'!A$2:A$190,1,FALSE)","v":{"$error":"#N/A"}},1]
[null,null,{"$f":"VLOOKUP('1. Eff Raw Data'!S2218,'CAS#check'!A$2:A$190,1,FALSE)","v":{"$error":"#N/A"}},1]
[null,null,{"$f":"VLOOKUP('1. Eff Raw Data'!S2219,'CAS#check'!A$2:A$190,1,FALSE)","v":{"$error":"#N/A"}},1]
[null,null,{"$f":"VLOOKUP('1. Eff Raw Data'!S2220,'CAS#check'!A$2:A$190,1,FALSE)","v":{"$error":"#N/A"}},1]
[null,null,{"$f":"VLOOKUP('1. Eff Raw Data'!S2221,'CAS#check'!A$2:A$190,1,FALSE)","v":{"$error":"#N/A"}},1]
[null,null,{"$f":"VLOOKUP('1. Eff Raw Data'!S2222,'CAS#check'!A$2:A$190,1,FALSE)","v":{"$error":"#N/A"}},1]
[null,null,{"$f":"VLOOKUP('1. Eff Raw Data'!S2223,'CAS#check'!A$2:A$190,1,FALSE)","v":{"$error":"#N/A"}},1]
[null,null,{"$f":"VLOOKUP('1. Eff Raw Data'!S2224,'CAS#check'!A$2:A$190,1,FALSE)","v":{"$error":"#N/A"}},1]
[null,null,{"$f":"VLOOKUP('1. Eff Raw Data'!S2225,'CAS#check'!A$2:A$190,1,FALSE)","v":{"$error":"#N/A"}},1]
[null,null,{"$f":"VLOOKUP('1. Eff Raw Data'!S2226,'CAS#check'!A$2:A$190,1,FALSE)","v":{"$error":"#N/A"}},1]
[null,null,{"$f":"VLOOKUP('1. Eff Raw Data'!S2227,'CAS#check'!A$2:A$190,1,FALSE)","v":{"$error":"#N/A"}},1]
[null,null,{"$f":"VLOOKUP('1. Eff Raw Data'!S2228,'CAS#check'!A$2:A$190,1,FALSE)","v":{"$error":"#N/A"}},1]
[null,null,{"$f":"VLOOKUP('1. Eff Raw Data'!S2229,'CAS#check'!A$2:A$190,1,FALSE)","v":{"$error":"#N/A"}},1]
[null,null,{"$f":"VLOOKUP('1. Eff Raw Data'!S2230,'CAS#check'!A$2:A$190,1,FALSE)","v":{"$error":"#N/A"}},1]
[null,null,{"$f":"VLOOKUP('1. Eff Raw Data'!S2231,'CAS#check'!A$2:A$190,1,FALSE)","v":{"$error":"#N/A"}},1]
[null,null,{"$f":"VLOOKUP('1. Eff Raw Data'!S2232,'CAS#check'!A$2:A$190,1,FALSE)","v":{"$error":"#N/A"}},1]
[null,null,{"$f":"VLOOKUP('1. Eff Raw Data'!S2233,'CAS#check'!A$2:A$190,1,FALSE)","v":{"$error":"#N/A"}},1]
[null,null,{"$f":"VLOOKUP('1. Eff Raw Data'!S2234,'CAS#check'!A$2:A$190,1,FALSE)","v":{"$error":"#N/A"}},1]
[null,null,{"$f":"VLOOKUP('1. Eff Raw Data'!S2235,'CAS#check'!A$2:A$190,1,FALSE)","v":{"$error":"#N/A"}},1]
[null,null,{"$f":"VLOOKUP('1. Eff Raw Data'!S2236,'CAS#check'!A$2:A$190,1,FALSE)","v":{"$error":"#N/A"}},1]
[null,null,{"$f":"VLOOKUP('1. Eff Raw Data'!S2237,'CAS#check'!A$2:A$190,1,FALSE)","v":{"$error":"#N/A"}},1]
[null,null,{"$f":"VLOOKUP('1. Eff Raw Data'!S2238,'CAS#check'!A$2:A$190,1,FALSE)","v":{"$error":"#N/A"}},1]
[null,null,{"$f":"VLOOKUP('1. Eff Raw Data'!S2239,'CAS#check'!A$2:A$190,1,FALSE)","v":{"$error":"#N/A"}},1]
[null,null,{"$f":"VLOOKUP('1. Eff Raw Data'!S2240,'CAS#check'!A$2:A$190,1,FALSE)","v":{"$error":"#N/A"}},1]
[null,null,{"$f":"VLOOKUP('1. Eff Raw Data'!S2241,'CAS#check'!A$2:A$190,1,FALSE)","v":{"$error":"#N/A"}},1]
[null,null,{"$f":"VLOOKUP('1. Eff Raw Data'!S2242,'CAS#check'!A$2:A$190,1,FALSE)","v":{"$error":"#N/A"}},1]
[null,null,{"$f":"VLOOKUP('1. Eff Raw Data'!S2243,'CAS#check'!A$2:A$190,1,FALSE)","v":{"$error":"#N/A"}},1]
[null,null,{"$f":"VLOOKUP('1. Eff Raw Data'!S2244,'CAS#check'!A$2:A$190,1,FALSE)","v":{"$error":"#N/A"}},1]
[null,null,{"$f":"VLOOKUP('1. Eff Raw Data'!S2245,'CAS#check'!A$2:A$190,1,FALSE)","v":{"$error":"#N/A"}},{"$f":"IFERROR(_xlfn.IFNA(0*C2245,1),0)","v":1}]
[null,null,{"$f":"VLOOKUP('1. Eff Raw Data'!S2246,'CAS#check'!A$2:A$190,1,FALSE)","v":{"$error":"#N/A"}},1]
[null,null,{"$f":"VLOOKUP('1. Eff Raw Data'!S2247,'CAS#check'!A$2:A$190,1,FALSE)","v":{"$error":"#N/A"}},1]
[null,null,{"$f":"VLOOKUP('1. Eff Raw Data'!S2248,'CAS#check'!A$2:A$190,1,FALSE)","v":{"$error":"#N/A"}},1]
[null,null,{"$f":"VLOOKUP('1. Eff Raw Data'!S2249,'CAS#check'!A$2:A$190,1,FALSE)","v":{"$error":"#N/A"}},1]
[null,null,{"$f":"VLOOKUP('1. Eff Raw Data'!S2250,'CAS#check'!A$2:A$190,1,FALSE)","v":{"$error":"#N/A"}},1]
[null,null,{"$f":"VLOOKUP('1. Eff Raw Data'!S2251,'CAS#check'!A$2:A$190,1,FALSE)","v":{"$error":"#N/A"}},1]
[null,null,{"$f":"VLOOKUP('1. Eff Raw Data'!S2252,'CAS#check'!A$2:A$190,1,FALSE)","v":{"$error":"#N/A"}},1]
[null,null,{"$f":"VLOOKUP('1. Eff Raw Data'!S2253,'CAS#check'!A$2:A$190,1,FALSE)","v":{"$error":"#N/A"}},1]
[null,null,{"$f":"VLOOKUP('1. Eff Raw Data'!S2254,'CAS#check'!A$2:A$190,1,FALSE)","v":{"$error":"#N/A"}},1]
[null,null,{"$f":"VLOOKUP('1. Eff Raw Data'!S2255,'CAS#check'!A$2:A$190,1,FALSE)","v":{"$error":"#N/A"}},1]
[null,null,{"$f":"VLOOKUP('1. Eff Raw Data'!S2256,'CAS#check'!A$2:A$190,1,FALSE)","v":{"$error":"#N/A"}},1]
[null,null,{"$f":"VLOOKUP('1. Eff Raw Data'!S2257,'CAS#check'!A$2:A$190,1,FALSE)","v":{"$error":"#N/A"}},1]
[null,null,{"$f":"VLOOKUP('1. Eff Raw Data'!S2258,'CAS#check'!A$2:A$190,1,FALSE)","v":{"$error":"#N/A"}},1]
[null,null,{"$f":"VLOOKUP('1. Eff Raw Data'!S2259,'CAS#check'!A$2:A$190,1,FALSE)","v":{"$error":"#N/A"}},1]
[null,null,{"$f":"VLOOKUP('1. Eff Raw Data'!S2260,'CAS#check'!A$2:A$190,1,FALSE)","v":{"$error":"#N/A"}},1]
[null,null,{"$f":"VLOOKUP('1. Eff Raw Data'!S2261,'CAS#check'!A$2:A$190,1,FALSE)","v":{"$error":"#N/A"}},1]
[null,null,{"$f":"VLOOKUP('1. Eff Raw Data'!S2262,'CAS#check'!A$2:A$190,1,FALSE)","v":{"$error":"#N/A"}},1]
[null,null,{"$f":"VLOOKUP('1. Eff Raw Data'!S2263,'CAS#check'!A$2:A$190,1,FALSE)","v":{"$error":"#N/A"}},1]
[null,null,{"$f":"VLOOKUP('1. Eff Raw Data'!S2264,'CAS#check'!A$2:A$190,1,FALSE)","v":{"$error":"#N/A"}},1]
[null,null,{"$f":"VLOOKUP('1. Eff Raw Data'!S2265,'CAS#check'!A$2:A$190,1,FALSE)","v":{"$error":"#N/A"}},1]
[null,null,{"$f":"VLOOKUP('1. Eff Raw Data'!S2266,'CAS#check'!A$2:A$190,1,FALSE)","v":{"$error":"#N/A"}},1]
[null,null,{"$f":"VLOOKUP('1. Eff Raw Data'!S2267,'CAS#check'!A$2:A$190,1,FALSE)","v":{"$error":"#N/A"}},1]
[null,null,{"$f":"VLOOKUP('1. Eff Raw Data'!S2268,'CAS#check'!A$2:A$190,1,FALSE)","v":{"$error":"#N/A"}},1]
[null,null,{"$f":"VLOOKUP('1. Eff Raw Data'!S2269,'CAS#check'!A$2:A$190,1,FALSE)","v":{"$error":"#N/A"}},1]
[null,null,{"$f":"VLOOKUP('1. Eff Raw Data'!S2270,'CAS#check'!A$2:A$190,1,FALSE)","v":{"$error":"#N/A"}},1]
[null,null,{"$f":"VLOOKUP('1. Eff Raw Data'!S2271,'CAS#check'!A$2:A$190,1,FALSE)","v":{"$error":"#N/A"}},1]
[null,null,{"$f":"VLOOKUP('1. Eff Raw Data'!S2272,'CAS#check'!A$2:A$190,1,FALSE)","v":{"$error":"#N/A"}},1]
[null,null,{"$f":"VLOOKUP('1. Eff Raw Data'!S2273,'CAS#check'!A$2:A$190,1,FALSE)","v":{"$error":"#N/A"}},1]
[null,null,{"$f":"VLOOKUP('1. Eff Raw Data'!S2274,'CAS#check'!A$2:A$190,1,FALSE)","v":{"$error":"#N/A"}},1]
[null,null,{"$f":"VLOOKUP('1. Eff Raw Data'!S2275,'CAS#check'!A$2:A$190,1,FALSE)","v":{"$error":"#N/A"}},1]
[null,null,{"$f":"VLOOKUP('1. Eff Raw Data'!S2276,'CAS#check'!A$2:A$190,1,FALSE)","v":{"$error":"#N/A"}},1]
[null,null,{"$f":"VLOOKUP('1. Eff Raw Data'!S2277,'CAS#check'!A$2:A$190,1,FALSE)","v":{"$error":"#N/A"}},1]
[null,null,{"$f":"VLOOKUP('1. Eff Raw Data'!S2278,'CAS#check'!A$2:A$190,1,FALSE)","v":{"$error":"#N/A"}},1]
[null,null,{"$f":"VLOOKUP('1. Eff Raw Data'!S2279,'CAS#check'!A$2:A$190,1,FALSE)","v":{"$error":"#N/A"}},1]
[null,null,{"$f":"VLOOKUP('1. Eff Raw Data'!S2280,'CAS#check'!A$2:A$190,1,FALSE)","v":{"$error":"#N/A"}},1]
[null,null,{"$f":"VLOOKUP('1. Eff Raw Data'!S2281,'CAS#check'!A$2:A$190,1,FALSE)","v":{"$error":"#N/A"}},1]
[null,null,{"$f":"VLOOKUP('1. Eff Raw Data'!S2282,'CAS#check'!A$2:A$190,1,FALSE)","v":{"$error":"#N/A"}},1]
[null,null,{"$f":"VLOOKUP('1. Eff Raw Data'!S2283,'CAS#check'!A$2:A$190,1,FALSE)","v":{"$error":"#N/A"}},1]
[null,null,{"$f":"VLOOKUP('1. Eff Raw Data'!S2284,'CAS#check'!A$2:A$190,1,FALSE)","v":{"$error":"#N/A"}},1]
[null,null,{"$f":"VLOOKUP('1. Eff Raw Data'!S2285,'CAS#check'!A$2:A$190,1,FALSE)","v":{"$error":"#N/A"}},1]
[null,null,{"$f":"VLOOKUP('1. Eff Raw Data'!S2286,'CAS#check'!A$2:A$190,1,FALSE)","v":{"$error":"#N/A"}},1]
[null,null,{"$f":"VLOOKUP('1. Eff Raw Data'!S2287,'CAS#check'!A$2:A$190,1,FALSE)","v":{"$error":"#N/A"}},1]
[null,null,{"$f":"VLOOKUP('1. Eff Raw Data'!S2288,'CAS#check'!A$2:A$190,1,FALSE)","v":{"$error":"#N/A"}},1]
[null,null,{"$f":"VLOOKUP('1. Eff Raw Data'!S2289,'CAS#check'!A$2:A$190,1,FALSE)","v":{"$error":"#N/A"}},1]
[null,null,{"$f":"VLOOKUP('1. Eff Raw Data'!S2290,'CAS#check'!A$2:A$190,1,FALSE)","v":{"$error":"#N/A"}},1]
[null,null,{"$f":"VLOOKUP('1. Eff Raw Data'!S2291,'CAS#check'!A$2:A$190,1,FALSE)","v":{"$error":"#N/A"}},1]
[null,null,{"$f":"VLOOKUP('1. Eff Raw Data'!S2292,'CAS#check'!A$2:A$190,1,FALSE)","v":{"$error":"#N/A"}},1]
[null,null,{"$f":"VLOOKUP('1. Eff Raw Data'!S2293,'CAS#check'!A$2:A$190,1,FALSE)","v":{"$error":"#N/A"}},1]
[null,null,{"$f":"VLOOKUP('1. Eff Raw Data'!S2294,'CAS#check'!A$2:A$190,1,FALSE)","v":{"$error":"#N/A"}},1]
[null,null,{"$f":"VLOOKUP('1. Eff Raw Data'!S2295,'CAS#check'!A$2:A$190,1,FALSE)","v":{"$error":"#N/A"}},1]
[null,null,{"$f":"VLOOKUP('1. Eff Raw Data'!S2296,'CAS#check'!A$2:A$190,1,FALSE)","v":{"$error":"#N/A"}},1]
[null,null,{"$f":"VLOOKUP('1. Eff Raw Data'!S2297,'CAS#check'!A$2:A$190,1,FALSE)","v":{"$error":"#N/A"}},1]
[null,null,{"$f":"VLOOKUP('1. Eff Raw Data'!S2298,'CAS#check'!A$2:A$190,1,FALSE)","v":{"$error":"#N/A"}},1]
[null,null,{"$f":"VLOOKUP('1. Eff Raw Data'!S2299,'CAS#check'!A$2:A$190,1,FALSE)","v":{"$error":"#N/A"}},1]
[null,null,{"$f":"VLOOKUP('1. Eff Raw Data'!S2300,'CAS#check'!A$2:A$190,1,FALSE)","v":{"$error":"#N/A"}},1]
[null,null,{"$f":"VLOOKUP('1. Eff Raw Data'!S2301,'CAS#check'!A$2:A$190,1,FALSE)","v":{"$error":"#N/A"}},1]
[null,null,{"$f":"VLOOKUP('1. Eff Raw Data'!S2302,'CAS#check'!A$2:A$190,1,FALSE)","v":{"$error":"#N/A"}},1]
[null,null,{"$f":"VLOOKUP('1. Eff Raw Data'!S2303,'CAS#check'!A$2:A$190,1,FALSE)","v":{"$error":"#N/A"}},1]
[null,null,{"$f":"VLOOKUP('1. Eff Raw Data'!S2304,'CAS#check'!A$2:A$190,1,FALSE)","v":{"$error":"#N/A"}},1]
[null,null,{"$f":"VLOOKUP('1. Eff Raw Data'!S2305,'CAS#check'!A$2:A$190,1,FALSE)","v":{"$error":"#N/A"}},1]
[null,null,{"$f":"VLOOKUP('1. Eff Raw Data'!S2306,'CAS#check'!A$2:A$190,1,FALSE)","v":{"$error":"#N/A"}},1]
[null,null,{"$f":"VLOOKUP('1. Eff Raw Data'!S2307,'CAS#check'!A$2:A$190,1,FALSE)","v":{"$error":"#N/A"}},1]
[null,null,{"$f":"VLOOKUP('1. Eff Raw Data'!S2308,'CAS#check'!A$2:A$190,1,FALSE)","v":{"$error":"#N/A"}},1]
[null,null,{"$f":"VLOOKUP('1. Eff Raw Data'!S2309,'CAS#check'!A$2:A$190,1,FALSE)","v":{"$error":"#N/A"}},{"$f":"IFERROR(_xlfn.IFNA(0*C2309,1),0)","v":1}]
[null,null,{"$f":"VLOOKUP('1. Eff Raw Data'!S2310,'CAS#check'!A$2:A$190,1,FALSE)","v":{"$error":"#N/A"}},1]
[null,null,{"$f":"VLOOKUP('1. Eff Raw Data'!S2311,'CAS#check'!A$2:A$190,1,FALSE)","v":{"$error":"#N/A"}},1]
[null,null,{"$f":"VLOOKUP('1. Eff Raw Data'!S2312,'CAS#check'!A$2:A$190,1,FALSE)","v":{"$error":"#N/A"}},1]
[null,null,{"$f":"VLOOKUP('1. Eff Raw Data'!S2313,'CAS#check'!A$2:A$190,1,FALSE)","v":{"$error":"#N/A"}},1]
[null,null,{"$f":"VLOOKUP('1. Eff Raw Data'!S2314,'CAS#check'!A$2:A$190,1,FALSE)","v":{"$error":"#N/A"}},1]
[null,null,{"$f":"VLOOKUP('1. Eff Raw Data'!S2315,'CAS#check'!A$2:A$190,1,FALSE)","v":{"$error":"#N/A"}},1]
[null,null,{"$f":"VLOOKUP('1. Eff Raw Data'!S2316,'CAS#check'!A$2:A$190,1,FALSE)","v":{"$error":"#N/A"}},1]
[null,null,{"$f":"VLOOKUP('1. Eff Raw Data'!S2317,'CAS#check'!A$2:A$190,1,FALSE)","v":{"$error":"#N/A"}},1]
[null,null,{"$f":"VLOOKUP('1. Eff Raw Data'!S2318,'CAS#check'!A$2:A$190,1,FALSE)","v":{"$error":"#N/A"}},1]
[null,null,{"$f":"VLOOKUP('1. Eff Raw Data'!S2319,'CAS#check'!A$2:A$190,1,FALSE)","v":{"$error":"#N/A"}},1]
[null,null,{"$f":"VLOOKUP('1. Eff Raw Data'!S2320,'CAS#check'!A$2:A$190,1,FALSE)","v":{"$error":"#N/A"}},1]
[null,null,{"$f":"VLOOKUP('1. Eff Raw Data'!S2321,'CAS#check'!A$2:A$190,1,FALSE)","v":{"$error":"#N/A"}},1]
[null,null,{"$f":"VLOOKUP('1. Eff Raw Data'!S2322,'CAS#check'!A$2:A$190,1,FALSE)","v":{"$error":"#N/A"}},1]
[null,null,{"$f":"VLOOKUP('1. Eff Raw Data'!S2323,'CAS#check'!A$2:A$190,1,FALSE)","v":{"$error":"#N/A"}},1]
[null,null,{"$f":"VLOOKUP('1. Eff Raw Data'!S2324,'CAS#check'!A$2:A$190,1,FALSE)","v":{"$error":"#N/A"}},1]
[null,null,{"$f":"VLOOKUP('1. Eff Raw Data'!S2325,'CAS#check'!A$2:A$190,1,FALSE)","v":{"$error":"#N/A"}},1]
[null,null,{"$f":"VLOOKUP('1. Eff Raw Data'!S2326,'CAS#check'!A$2:A$190,1,FALSE)","v":{"$error":"#N/A"}},1]
[null,null,{"$f":"VLOOKUP('1. Eff Raw Data'!S2327,'CAS#check'!A$2:A$190,1,FALSE)","v":{"$error":"#N/A"}},1]
[null,null,{"$f":"VLOOKUP('1. Eff Raw Data'!S2328,'CAS#check'!A$2:A$190,1,FALSE)","v":{"$error":"#N/A"}},1]
[null,null,{"$f":"VLOOKUP('1. Eff Raw Data'!S2329,'CAS#check'!A$2:A$190,1,FALSE)","v":{"$error":"#N/A"}},1]
[null,null,{"$f":"VLOOKUP('1. Eff Raw Data'!S2330,'CAS#check'!A$2:A$190,1,FALSE)","v":{"$error":"#N/A"}},1]
[null,null,{"$f":"VLOOKUP('1. Eff Raw Data'!S2331,'CAS#check'!A$2:A$190,1,FALSE)","v":{"$error":"#N/A"}},1]
[null,null,{"$f":"VLOOKUP('1. Eff Raw Data'!S2332,'CAS#check'!A$2:A$190,1,FALSE)","v":{"$error":"#N/A"}},1]
[null,null,{"$f":"VLOOKUP('1. Eff Raw Data'!S2333,'CAS#check'!A$2:A$190,1,FALSE)","v":{"$error":"#N/A"}},1]
[null,null,{"$f":"VLOOKUP('1. Eff Raw Data'!S2334,'CAS#check'!A$2:A$190,1,FALSE)","v":{"$error":"#N/A"}},1]
[null,null,{"$f":"VLOOKUP('1. Eff Raw Data'!S2335,'CAS#check'!A$2:A$190,1,FALSE)","v":{"$error":"#N/A"}},1]
[null,null,{"$f":"VLOOKUP('1. Eff Raw Data'!S2336,'CAS#check'!A$2:A$190,1,FALSE)","v":{"$error":"#N/A"}},1]
[null,null,{"$f":"VLOOKUP('1. Eff Raw Data'!S2337,'CAS#check'!A$2:A$190,1,FALSE)","v":{"$error":"#N/A"}},1]
[null,null,{"$f":"VLOOKUP('1. Eff Raw Data'!S2338,'CAS#check'!A$2:A$190,1,FALSE)","v":{"$error":"#N/A"}},1]
[null,null,{"$f":"VLOOKUP('1. Eff Raw Data'!S2339,'CAS#check'!A$2:A$190,1,FALSE)","v":{"$error":"#N/A"}},1]
[null,null,{"$f":"VLOOKUP('1. Eff Raw Data'!S2340,'CAS#check'!A$2:A$190,1,FALSE)","v":{"$error":"#N/A"}},1]
[null,null,{"$f":"VLOOKUP('1. Eff Raw Data'!S2341,'CAS#check'!A$2:A$190,1,FALSE)","v":{"$error":"#N/A"}},1]
[null,null,{"$f":"VLOOKUP('1. Eff Raw Data'!S2342,'CAS#check'!A$2:A$190,1,FALSE)","v":{"$error":"#N/A"}},1]
[null,null,{"$f":"VLOOKUP('1. Eff Raw Data'!S2343,'CAS#check'!A$2:A$190,1,FALSE)","v":{"$error":"#N/A"}},1]
[null,null,{"$f":"VLOOKUP('1. Eff Raw Data'!S2344,'CAS#check'!A$2:A$190,1,FALSE)","v":{"$error":"#N/A"}},1]
[null,null,{"$f":"VLOOKUP('1. Eff Raw Data'!S2345,'CAS#check'!A$2:A$190,1,FALSE)","v":{"$error":"#N/A"}},1]
[null,null,{"$f":"VLOOKUP('1. Eff Raw Data'!S2346,'CAS#check'!A$2:A$190,1,FALSE)","v":{"$error":"#N/A"}},1]
[null,null,{"$f":"VLOOKUP('1. Eff Raw Data'!S2347,'CAS#check'!A$2:A$190,1,FALSE)","v":{"$error":"#N/A"}},1]
[null,null,{"$f":"VLOOKUP('1. Eff Raw Data'!S2348,'CAS#check'!A$2:A$190,1,FALSE)","v":{"$error":"#N/A"}},1]
[null,null,{"$f":"VLOOKUP('1. Eff Raw Data'!S2349,'CAS#check'!A$2:A$190,1,FALSE)","v":{"$error":"#N/A"}},1]
[null,null,{"$f":"VLOOKUP('1. Eff Raw Data'!S2350,'CAS#check'!A$2:A$190,1,FALSE)","v":{"$error":"#N/A"}},1]
[null,null,{"$f":"VLOOKUP('1. Eff Raw Data'!S2351,'CAS#check'!A$2:A$190,1,FALSE)","v":{"$error":"#N/A"}},1]
[null,null,{"$f":"VLOOKUP('1. Eff Raw Data'!S2352,'CAS#check'!A$2:A$190,1,FALSE)","v":{"$error":"#N/A"}},1]
[null,null,{"$f":"VLOOKUP('1. Eff Raw Data'!S2353,'CAS#check'!A$2:A$190,1,FALSE)","v":{"$error":"#N/A"}},1]
[null,null,{"$f":"VLOOKUP('1. Eff Raw Data'!S2354,'CAS#check'!A$2:A$190,1,FALSE)","v":{"$error":"#N/A"}},1]
[null,null,{"$f":"VLOOKUP('1. Eff Raw Data'!S2355,'CAS#check'!A$2:A$190,1,FALSE)","v":{"$error":"#N/A"}},1]
[null,null,{"$f":"VLOOKUP('1. Eff Raw Data'!S2356,'CAS#check'!A$2:A$190,1,FALSE)","v":{"$error":"#N/A"}},1]
[null,null,{"$f":"VLOOKUP('1. Eff Raw Data'!S2357,'CAS#check'!A$2:A$190,1,FALSE)","v":{"$error":"#N/A"}},1]
[null,null,{"$f":"VLOOKUP('1. Eff Raw Data'!S2358,'CAS#check'!A$2:A$190,1,FALSE)","v":{"$error":"#N/A"}},1]
[null,null,{"$f":"VLOOKUP('1. Eff Raw Data'!S2359,'CAS#check'!A$2:A$190,1,FALSE)","v":{"$error":"#N/A"}},1]
[null,null,{"$f":"VLOOKUP('1. Eff Raw Data'!S2360,'CAS#check'!A$2:A$190,1,FALSE)","v":{"$error":"#N/A"}},1]
[null,null,{"$f":"VLOOKUP('1. Eff Raw Data'!S2361,'CAS#check'!A$2:A$190,1,FALSE)","v":{"$error":"#N/A"}},1]
[null,null,{"$f":"VLOOKUP('1. Eff Raw Data'!S2362,'CAS#check'!A$2:A$190,1,FALSE)","v":{"$error":"#N/A"}},1]
[null,null,{"$f":"VLOOKUP('1. Eff Raw Data'!S2363,'CAS#check'!A$2:A$190,1,FALSE)","v":{"$error":"#N/A"}},1]
[null,null,{"$f":"VLOOKUP('1. Eff Raw Data'!S2364,'CAS#check'!A$2:A$190,1,FALSE)","v":{"$error":"#N/A"}},1]
[null,null,{"$f":"VLOOKUP('1. Eff Raw Data'!S2365,'CAS#check'!A$2:A$190,1,FALSE)","v":{"$error":"#N/A"}},1]
[null,null,{"$f":"VLOOKUP('1. Eff Raw Data'!S2366,'CAS#check'!A$2:A$190,1,FALSE)","v":{"$error":"#N/A"}},1]
[null,null,{"$f":"VLOOKUP('1. Eff Raw Data'!S2367,'CAS#check'!A$2:A$190,1,FALSE)","v":{"$error":"#N/A"}},1]
[null,null,{"$f":"VLOOKUP('1. Eff Raw Data'!S2368,'CAS#check'!A$2:A$190,1,FALSE)","v":{"$error":"#N/A"}},1]
[null,null,{"$f":"VLOOKUP('1. Eff Raw Data'!S2369,'CAS#check'!A$2:A$190,1,FALSE)","v":{"$error":"#N/A"}},1]
[null,null,{"$f":"VLOOKUP('1. Eff Raw Data'!S2370,'CAS#check'!A$2:A$190,1,FALSE)","v":{"$error":"#N/A"}},1]
[null,null,{"$f":"VLOOKUP('1. Eff Raw Data'!S2371,'CAS#check'!A$2:A$190,1,FALSE)","v":{"$error":"#N/A"}},1]
[null,null,{"$f":"VLOOKUP('1. Eff Raw Data'!S2372,'CAS#check'!A$2:A$190,1,FALSE)","v":{"$error":"#N/A"}},1]
[null,null,{"$f":"VLOOKUP('1. Eff Raw Data'!S2373,'CAS#check'!A$2:A$190,1,FALSE)","v":{"$error":"#N/A"}},{"$f":"IFERROR(_xlfn.IFNA(0*C2373,1),0)","v":1}]
[null,null,{"$f":"VLOOKUP('1. Eff Raw Data'!S2374,'CAS#check'!A$2:A$190,1,FALSE)","v":{"$error":"#N/A"}},1]
[null,null,{"$f":"VLOOKUP('1. Eff Raw Data'!S2375,'CAS#check'!A$2:A$190,1,FALSE)","v":{"$error":"#N/A"}},1]
[null,null,{"$f":"VLOOKUP('1. Eff Raw Data'!S2376,'CAS#check'!A$2:A$190,1,FALSE)","v":{"$error":"#N/A"}},1]
[null,null,{"$f":"VLOOKUP('1. Eff Raw Data'!S2377,'CAS#check'!A$2:A$190,1,FALSE)","v":{"$error":"#N/A"}},1]
[null,null,{"$f":"VLOOKUP('1. Eff Raw Data'!S2378,'CAS#check'!A$2:A$190,1,FALSE)","v":{"$error":"#N/A"}},1]
[null,null,{"$f":"VLOOKUP('1. Eff Raw Data'!S2379,'CAS#check'!A$2:A$190,1,FALSE)","v":{"$error":"#N/A"}},1]
[null,null,{"$f":"VLOOKUP('1. Eff Raw Data'!S2380,'CAS#check'!A$2:A$190,1,FALSE)","v":{"$error":"#N/A"}},1]
[null,null,{"$f":"VLOOKUP('1. Eff Raw Data'!S2381,'CAS#check'!A$2:A$190,1,FALSE)","v":{"$error":"#N/A"}},1]
[null,null,{"$f":"VLOOKUP('1. Eff Raw Data'!S2382,'CAS#check'!A$2:A$190,1,FALSE)","v":{"$error":"#N/A"}},1]
[null,null,{"$f":"VLOOKUP('1. Eff Raw Data'!S2383,'CAS#check'!A$2:A$190,1,FALSE)","v":{"$error":"#N/A"}},1]
[null,null,{"$f":"VLOOKUP('1. Eff Raw Data'!S2384,'CAS#check'!A$2:A$190,1,FALSE)","v":{"$error":"#N/A"}},1]
[null,null,{"$f":"VLOOKUP('1. Eff Raw Data'!S2385,'CAS#check'!A$2:A$190,1,FALSE)","v":{"$error":"#N/A"}},1]
[null,null,{"$f":"VLOOKUP('1. Eff Raw Data'!S2386,'CAS#check'!A$2:A$190,1,FALSE)","v":{"$error":"#N/A"}},1]
[null,null,{"$f":"VLOOKUP('1. Eff Raw Data'!S2387,'CAS#check'!A$2:A$190,1,FALSE)","v":{"$error":"#N/A"}},1]
[null,null,{"$f":"VLOOKUP('1. Eff Raw Data'!S2388,'CAS#check'!A$2:A$190,1,FALSE)","v":{"$error":"#N/A"}},1]
[null,null,{"$f":"VLOOKUP('1. Eff Raw Data'!S2389,'CAS#check'!A$2:A$190,1,FALSE)","v":{"$error":"#N/A"}},1]
[null,null,{"$f":"VLOOKUP('1. Eff Raw Data'!S2390,'CAS#check'!A$2:A$190,1,FALSE)","v":{"$error":"#N/A"}},1]
[null,null,{"$f":"VLOOKUP('1. Eff Raw Data'!S2391,'CAS#check'!A$2:A$190,1,FALSE)","v":{"$error":"#N/A"}},1]
[null,null,{"$f":"VLOOKUP('1. Eff Raw Data'!S2392,'CAS#check'!A$2:A$190,1,FALSE)","v":{"$error":"#N/A"}},1]
[null,null,{"$f":"VLOOKUP('1. Eff Raw Data'!S2393,'CAS#check'!A$2:A$190,1,FALSE)","v":{"$error":"#N/A"}},1]
[null,null,{"$f":"VLOOKUP('1. Eff Raw Data'!S2394,'CAS#check'!A$2:A$190,1,FALSE)","v":{"$error":"#N/A"}},1]
[null,null,{"$f":"VLOOKUP('1. Eff Raw Data'!S2395,'CAS#check'!A$2:A$190,1,FALSE)","v":{"$error":"#N/A"}},1]
[null,null,{"$f":"VLOOKUP('1. Eff Raw Data'!S2396,'CAS#check'!A$2:A$190,1,FALSE)","v":{"$error":"#N/A"}},1]
[null,null,{"$f":"VLOOKUP('1. Eff Raw Data'!S2397,'CAS#check'!A$2:A$190,1,FALSE)","v":{"$error":"#N/A"}},1]
[null,null,{"$f":"VLOOKUP('1. Eff Raw Data'!S2398,'CAS#check'!A$2:A$190,1,FALSE)","v":{"$error":"#N/A"}},1]
[null,null,{"$f":"VLOOKUP('1. Eff Raw Data'!S2399,'CAS#check'!A$2:A$190,1,FALSE)","v":{"$error":"#N/A"}},1]
[null,null,{"$f":"VLOOKUP('1. Eff Raw Data'!S2400,'CAS#check'!A$2:A$190,1,FALSE)","v":{"$error":"#N/A"}},1]
[null,null,{"$f":"VLOOKUP('1. Eff Raw Data'!S2401,'CAS#check'!A$2:A$190,1,FALSE)","v":{"$error":"#N/A"}},1]
[null,null,{"$f":"VLOOKUP('1. Eff Raw Data'!S2402,'CAS#check'!A$2:A$190,1,FALSE)","v":{"$error":"#N/A"}},1]
[null,null,{"$f":"VLOOKUP('1. Eff Raw Data'!S2403,'CAS#check'!A$2:A$190,1,FALSE)","v":{"$error":"#N/A"}},1]
[null,null,{"$f":"VLOOKUP('1. Eff Raw Data'!S2404,'CAS#check'!A$2:A$190,1,FALSE)","v":{"$error":"#N/A"}},1]
[null,null,{"$f":"VLOOKUP('1. Eff Raw Data'!S2405,'CAS#check'!A$2:A$190,1,FALSE)","v":{"$error":"#N/A"}},1]
[null,null,{"$f":"VLOOKUP('1. Eff Raw Data'!S2406,'CAS#check'!A$2:A$190,1,FALSE)","v":{"$error":"#N/A"}},1]
[null,null,{"$f":"VLOOKUP('1. Eff Raw Data'!S2407,'CAS#check'!A$2:A$190,1,FALSE)","v":{"$error":"#N/A"}},1]
[null,null,{"$f":"VLOOKUP('1. Eff Raw Data'!S2408,'CAS#check'!A$2:A$190,1,FALSE)","v":{"$error":"#N/A"}},1]
[null,null,{"$f":"VLOOKUP('1. Eff Raw Data'!S2409,'CAS#check'!A$2:A$190,1,FALSE)","v":{"$error":"#N/A"}},1]
[null,null,{"$f":"VLOOKUP('1. Eff Raw Data'!S2410,'CAS#check'!A$2:A$190,1,FALSE)","v":{"$error":"#N/A"}},1]
[null,null,{"$f":"VLOOKUP('1. Eff Raw Data'!S2411,'CAS#check'!A$2:A$190,1,FALSE)","v":{"$error":"#N/A"}},1]
[null,null,{"$f":"VLOOKUP('1. Eff Raw Data'!S2412,'CAS#check'!A$2:A$190,1,FALSE)","v":{"$error":"#N/A"}},1]
[null,null,{"$f":"VLOOKUP('1. Eff Raw Data'!S2413,'CAS#check'!A$2:A$190,1,FALSE)","v":{"$error":"#N/A"}},1]
[null,null,{"$f":"VLOOKUP('1. Eff Raw Data'!S2414,'CAS#check'!A$2:A$190,1,FALSE)","v":{"$error":"#N/A"}},1]
[null,null,{"$f":"VLOOKUP('1. Eff Raw Data'!S2415,'CAS#check'!A$2:A$190,1,FALSE)","v":{"$error":"#N/A"}},1]
[null,null,{"$f":"VLOOKUP('1. Eff Raw Data'!S2416,'CAS#check'!A$2:A$190,1,FALSE)","v":{"$error":"#N/A"}},1]
[null,null,{"$f":"VLOOKUP('1. Eff Raw Data'!S2417,'CAS#check'!A$2:A$190,1,FALSE)","v":{"$error":"#N/A"}},1]
[null,null,{"$f":"VLOOKUP('1. Eff Raw Data'!S2418,'CAS#check'!A$2:A$190,1,FALSE)","v":{"$error":"#N/A"}},1]
[null,null,{"$f":"VLOOKUP('1. Eff Raw Data'!S2419,'CAS#check'!A$2:A$190,1,FALSE)","v":{"$error":"#N/A"}},1]
[null,null,{"$f":"VLOOKUP('1. Eff Raw Data'!S2420,'CAS#check'!A$2:A$190,1,FALSE)","v":{"$error":"#N/A"}},1]
[null,null,{"$f":"VLOOKUP('1. Eff Raw Data'!S2421,'CAS#check'!A$2:A$190,1,FALSE)","v":{"$error":"#N/A"}},1]
[null,null,{"$f":"VLOOKUP('1. Eff Raw Data'!S2422,'CAS#check'!A$2:A$190,1,FALSE)","v":{"$error":"#N/A"}},1]
[null,null,{"$f":"VLOOKUP('1. Eff Raw Data'!S2423,'CAS#check'!A$2:A$190,1,FALSE)","v":{"$error":"#N/A"}},1]
[null,null,{"$f":"VLOOKUP('1. Eff Raw Data'!S2424,'CAS#check'!A$2:A$190,1,FALSE)","v":{"$error":"#N/A"}},1]
[null,null,{"$f":"VLOOKUP('1. Eff Raw Data'!S2425,'CAS#check'!A$2:A$190,1,FALSE)","v":{"$error":"#N/A"}},1]
[null,null,{"$f":"VLOOKUP('1. Eff Raw Data'!S2426,'CAS#check'!A$2:A$190,1,FALSE)","v":{"$error":"#N/A"}},1]
[null,null,{"$f":"VLOOKUP('1. Eff Raw Data'!S2427,'CAS#check'!A$2:A$190,1,FALSE)","v":{"$error":"#N/A"}},1]
[null,null,{"$f":"VLOOKUP('1. Eff Raw Data'!S2428,'CAS#check'!A$2:A$190,1,FALSE)","v":{"$error":"#N/A"}},1]
[null,null,{"$f":"VLOOKUP('1. Eff Raw Data'!S2429,'CAS#check'!A$2:A$190,1,FALSE)","v":{"$error":"#N/A"}},1]
[null,null,{"$f":"VLOOKUP('1. Eff Raw Data'!S2430,'CAS#check'!A$2:A$190,1,FALSE)","v":{"$error":"#N/A"}},1]
[null,null,{"$f":"VLOOKUP('1. Eff Raw Data'!S2431,'CAS#check'!A$2:A$190,1,FALSE)","v":{"$error":"#N/A"}},1]
[null,null,{"$f":"VLOOKUP('1. Eff Raw Data'!S2432,'CAS#check'!A$2:A$190,1,FALSE)","v":{"$error":"#N/A"}},1]
[null,null,{"$f":"VLOOKUP('1. Eff Raw Data'!S2433,'CAS#check'!A$2:A$190,1,FALSE)","v":{"$error":"#N/A"}},1]
[null,null,{"$f":"VLOOKUP('1. Eff Raw Data'!S2434,'CAS#check'!A$2:A$190,1,FALSE)","v":{"$error":"#N/A"}},1]
[null,null,{"$f":"VLOOKUP('1. Eff Raw Data'!S2435,'CAS#check'!A$2:A$190,1,FALSE)","v":{"$error":"#N/A"}},1]
[null,null,{"$f":"VLOOKUP('1. Eff Raw Data'!S2436,'CAS#check'!A$2:A$190,1,FALSE)","v":{"$error":"#N/A"}},1]
[null,null,{"$f":"VLOOKUP('1. Eff Raw Data'!S2437,'CAS#check'!A$2:A$190,1,FALSE)","v":{"$error":"#N/A"}},{"$f":"IFERROR(_xlfn.IFNA(0*C2437,1),0)","v":1}]
[null,null,{"$f":"VLOOKUP('1. Eff Raw Data'!S2438,'CAS#check'!A$2:A$190,1,FALSE)","v":{"$error":"#N/A"}},1]
[null,null,{"$f":"VLOOKUP('1. Eff Raw Data'!S2439,'CAS#check'!A$2:A$190,1,FALSE)","v":{"$error":"#N/A"}},1]
[null,null,{"$f":"VLOOKUP('1. Eff Raw Data'!S2440,'CAS#check'!A$2:A$190,1,FALSE)","v":{"$error":"#N/A"}},1]
[null,null,{"$f":"VLOOKUP('1. Eff Raw Data'!S2441,'CAS#check'!A$2:A$190,1,FALSE)","v":{"$error":"#N/A"}},1]
[null,null,{"$f":"VLOOKUP('1. Eff Raw Data'!S2442,'CAS#check'!A$2:A$190,1,FALSE)","v":{"$error":"#N/A"}},1]
[null,null,{"$f":"VLOOKUP('1. Eff Raw Data'!S2443,'CAS#check'!A$2:A$190,1,FALSE)","v":{"$error":"#N/A"}},1]
[null,null,{"$f":"VLOOKUP('1. Eff Raw Data'!S2444,'CAS#check'!A$2:A$190,1,FALSE)","v":{"$error":"#N/A"}},1]
[null,null,{"$f":"VLOOKUP('1. Eff Raw Data'!S2445,'CAS#check'!A$2:A$190,1,FALSE)","v":{"$error":"#N/A"}},1]
[null,null,{"$f":"VLOOKUP('1. Eff Raw Data'!S2446,'CAS#check'!A$2:A$190,1,FALSE)","v":{"$error":"#N/A"}},1]
[null,null,{"$f":"VLOOKUP('1. Eff Raw Data'!S2447,'CAS#check'!A$2:A$190,1,FALSE)","v":{"$error":"#N/A"}},1]
[null,null,{"$f":"VLOOKUP('1. Eff Raw Data'!S2448,'CAS#check'!A$2:A$190,1,FALSE)","v":{"$error":"#N/A"}},1]
[null,null,{"$f":"VLOOKUP('1. Eff Raw Data'!S2449,'CAS#check'!A$2:A$190,1,FALSE)","v":{"$error":"#N/A"}},1]
[null,null,{"$f":"VLOOKUP('1. Eff Raw Data'!S2450,'CAS#check'!A$2:A$190,1,FALSE)","v":{"$error":"#N/A"}},1]
[null,null,{"$f":"VLOOKUP('1. Eff Raw Data'!S2451,'CAS#check'!A$2:A$190,1,FALSE)","v":{"$error":"#N/A"}},1]
[null,null,{"$f":"VLOOKUP('1. Eff Raw Data'!S2452,'CAS#check'!A$2:A$190,1,FALSE)","v":{"$error":"#N/A"}},1]
[null,null,{"$f":"VLOOKUP('1. Eff Raw Data'!S2453,'CAS#check'!A$2:A$190,1,FALSE)","v":{"$error":"#N/A"}},1]
[null,null,{"$f":"VLOOKUP('1. Eff Raw Data'!S2454,'CAS#check'!A$2:A$190,1,FALSE)","v":{"$error":"#N/A"}},1]
[null,null,{"$f":"VLOOKUP('1. Eff Raw Data'!S2455,'CAS#check'!A$2:A$190,1,FALSE)","v":{"$error":"#N/A"}},1]
[null,null,{"$f":"VLOOKUP('1. Eff Raw Data'!S2456,'CAS#check'!A$2:A$190,1,FALSE)","v":{"$error":"#N/A"}},1]
[null,null,{"$f":"VLOOKUP('1. Eff Raw Data'!S2457,'CAS#check'!A$2:A$190,1,FALSE)","v":{"$error":"#N/A"}},1]
[null,null,{"$f":"VLOOKUP('1. Eff Raw Data'!S2458,'CAS#check'!A$2:A$190,1,FALSE)","v":{"$error":"#N/A"}},1]
[null,null,{"$f":"VLOOKUP('1. Eff Raw Data'!S2459,'CAS#check'!A$2:A$190,1,FALSE)","v":{"$error":"#N/A"}},1]
[null,null,{"$f":"VLOOKUP('1. Eff Raw Data'!S2460,'CAS#check'!A$2:A$190,1,FALSE)","v":{"$error":"#N/A"}},1]
[null,null,{"$f":"VLOOKUP('1. Eff Raw Data'!S2461,'CAS#check'!A$2:A$190,1,FALSE)","v":{"$error":"#N/A"}},1]
[null,null,{"$f":"VLOOKUP('1. Eff Raw Data'!S2462,'CAS#check'!A$2:A$190,1,FALSE)","v":{"$error":"#N/A"}},1]
[null,null,{"$f":"VLOOKUP('1. Eff Raw Data'!S2463,'CAS#check'!A$2:A$190,1,FALSE)","v":{"$error":"#N/A"}},1]
[null,null,{"$f":"VLOOKUP('1. Eff Raw Data'!S2464,'CAS#check'!A$2:A$190,1,FALSE)","v":{"$error":"#N/A"}},1]
[null,null,{"$f":"VLOOKUP('1. Eff Raw Data'!S2465,'CAS#check'!A$2:A$190,1,FALSE)","v":{"$error":"#N/A"}},1]
[null,null,{"$f":"VLOOKUP('1. Eff Raw Data'!S2466,'CAS#check'!A$2:A$190,1,FALSE)","v":{"$error":"#N/A"}},1]
[null,null,{"$f":"VLOOKUP('1. Eff Raw Data'!S2467,'CAS#check'!A$2:A$190,1,FALSE)","v":{"$error":"#N/A"}},1]
[null,null,{"$f":"VLOOKUP('1. Eff Raw Data'!S2468,'CAS#check'!A$2:A$190,1,FALSE)","v":{"$error":"#N/A"}},1]
[null,null,{"$f":"VLOOKUP('1. Eff Raw Data'!S2469,'CAS#check'!A$2:A$190,1,FALSE)","v":{"$error":"#N/A"}},1]
[null,null,{"$f":"VLOOKUP('1. Eff Raw Data'!S2470,'CAS#check'!A$2:A$190,1,FALSE)","v":{"$error":"#N/A"}},1]
[null,null,{"$f":"VLOOKUP('1. Eff Raw Data'!S2471,'CAS#check'!A$2:A$190,1,FALSE)","v":{"$error":"#N/A"}},1]
[null,null,{"$f":"VLOOKUP('1. Eff Raw Data'!S2472,'CAS#check'!A$2:A$190,1,FALSE)","v":{"$error":"#N/A"}},1]
[null,null,{"$f":"VLOOKUP('1. Eff Raw Data'!S2473,'CAS#check'!A$2:A$190,1,FALSE)","v":{"$error":"#N/A"}},1]
[null,null,{"$f":"VLOOKUP('1. Eff Raw Data'!S2474,'CAS#check'!A$2:A$190,1,FALSE)","v":{"$error":"#N/A"}},1]
[null,null,{"$f":"VLOOKUP('1. Eff Raw Data'!S2475,'CAS#check'!A$2:A$190,1,FALSE)","v":{"$error":"#N/A"}},1]
[null,null,{"$f":"VLOOKUP('1. Eff Raw Data'!S2476,'CAS#check'!A$2:A$190,1,FALSE)","v":{"$error":"#N/A"}},1]
[null,null,{"$f":"VLOOKUP('1. Eff Raw Data'!S2477,'CAS#check'!A$2:A$190,1,FALSE)","v":{"$error":"#N/A"}},1]
[null,null,{"$f":"VLOOKUP('1. Eff Raw Data'!S2478,'CAS#check'!A$2:A$190,1,FALSE)","v":{"$error":"#N/A"}},1]
[null,null,{"$f":"VLOOKUP('1. Eff Raw Data'!S2479,'CAS#check'!A$2:A$190,1,FALSE)","v":{"$error":"#N/A"}},1]
[null,null,{"$f":"VLOOKUP('1. Eff Raw Data'!S2480,'CAS#check'!A$2:A$190,1,FALSE)","v":{"$error":"#N/A"}},1]
[null,null,{"$f":"VLOOKUP('1. Eff Raw Data'!S2481,'CAS#check'!A$2:A$190,1,FALSE)","v":{"$error":"#N/A"}},1]
[null,null,{"$f":"VLOOKUP('1. Eff Raw Data'!S2482,'CAS#check'!A$2:A$190,1,FALSE)","v":{"$error":"#N/A"}},1]
[null,null,{"$f":"VLOOKUP('1. Eff Raw Data'!S2483,'CAS#check'!A$2:A$190,1,FALSE)","v":{"$error":"#N/A"}},1]
[null,null,{"$f":"VLOOKUP('1. Eff Raw Data'!S2484,'CAS#check'!A$2:A$190,1,FALSE)","v":{"$error":"#N/A"}},1]
[null,null,{"$f":"VLOOKUP('1. Eff Raw Data'!S2485,'CAS#check'!A$2:A$190,1,FALSE)","v":{"$error":"#N/A"}},1]
[null,null,{"$f":"VLOOKUP('1. Eff Raw Data'!S2486,'CAS#check'!A$2:A$190,1,FALSE)","v":{"$error":"#N/A"}},1]
[null,null,{"$f":"VLOOKUP('1. Eff Raw Data'!S2487,'CAS#check'!A$2:A$190,1,FALSE)","v":{"$error":"#N/A"}},1]
[null,null,{"$f":"VLOOKUP('1. Eff Raw Data'!S2488,'CAS#check'!A$2:A$190,1,FALSE)","v":{"$error":"#N/A"}},1]
[null,null,{"$f":"VLOOKUP('1. Eff Raw Data'!S2489,'CAS#check'!A$2:A$190,1,FALSE)","v":{"$error":"#N/A"}},1]
[null,null,{"$f":"VLOOKUP('1. Eff Raw Data'!S2490,'CAS#check'!A$2:A$190,1,FALSE)","v":{"$error":"#N/A"}},1]
[null,null,{"$f":"VLOOKUP('1. Eff Raw Data'!S2491,'CAS#check'!A$2:A$190,1,FALSE)","v":{"$error":"#N/A"}},1]
[null,null,{"$f":"VLOOKUP('1. Eff Raw Data'!S2492,'CAS#check'!A$2:A$190,1,FALSE)","v":{"$error":"#N/A"}},1]
[null,null,{"$f":"VLOOKUP('1. Eff Raw Data'!S2493,'CAS#check'!A$2:A$190,1,FALSE)","v":{"$error":"#N/A"}},1]
[null,null,{"$f":"VLOOKUP('1. Eff Raw Data'!S2494,'CAS#check'!A$2:A$190,1,FALSE)","v":{"$error":"#N/A"}},1]
[null,null,{"$f":"VLOOKUP('1. Eff Raw Data'!S2495,'CAS#check'!A$2:A$190,1,FALSE)","v":{"$error":"#N/A"}},1]
[null,null,{"$f":"VLOOKUP('1. Eff Raw Data'!S2496,'CAS#check'!A$2:A$190,1,FALSE)","v":{"$error":"#N/A"}},1]
[null,null,{"$f":"VLOOKUP('1. Eff Raw Data'!S2497,'CAS#check'!A$2:A$190,1,FALSE)","v":{"$error":"#N/A"}},1]
[null,null,{"$f":"VLOOKUP('1. Eff Raw Data'!S2498,'CAS#check'!A$2:A$190,1,FALSE)","v":{"$error":"#N/A"}},1]
[null,null,{"$f":"VLOOKUP('1. Eff Raw Data'!S2499,'CAS#check'!A$2:A$190,1,FALSE)","v":{"$error":"#N/A"}},1]
[null,null,{"$f":"VLOOKUP('1. Eff Raw Data'!S2500,'CAS#check'!A$2:A$190,1,FALSE)","v":{"$error":"#N/A"}},1]
[null,null,{"$f":"VLOOKUP('1. Eff Raw Data'!S2501,'CAS#check'!A$2:A$190,1,FALSE)","v":{"$error":"#N/A"}},{"$f":"IFERROR(_xlfn.IFNA(0*C2501,1),0)","v":1}]
[null,null,{"$f":"VLOOKUP('1. Eff Raw Data'!S2502,'CAS#check'!A$2:A$190,1,FALSE)","v":{"$error":"#N/A"}},1]
[null,null,{"$f":"VLOOKUP('1. Eff Raw Data'!S2503,'CAS#check'!A$2:A$190,1,FALSE)","v":{"$error":"#N/A"}},1]
[null,null,{"$f":"VLOOKUP('1. Eff Raw Data'!S2504,'CAS#check'!A$2:A$190,1,FALSE)","v":{"$error":"#N/A"}},1]
[null,null,{"$f":"VLOOKUP('1. Eff Raw Data'!S2505,'CAS#check'!A$2:A$190,1,FALSE)","v":{"$error":"#N/A"}},1]
[null,null,{"$f":"VLOOKUP('1. Eff Raw Data'!S2506,'CAS#check'!A$2:A$190,1,FALSE)","v":{"$error":"#N/A"}},1]
[null,null,{"$f":"VLOOKUP('1. Eff Raw Data'!S2507,'CAS#check'!A$2:A$190,1,FALSE)","v":{"$error":"#N/A"}},1]
[null,null,{"$f":"VLOOKUP('1. Eff Raw Data'!S2508,'CAS#check'!A$2:A$190,1,FALSE)","v":{"$error":"#N/A"}},1]
[null,null,{"$f":"VLOOKUP('1. Eff Raw Data'!S2509,'CAS#check'!A$2:A$190,1,FALSE)","v":{"$error":"#N/A"}},1]
[null,null,{"$f":"VLOOKUP('1. Eff Raw Data'!S2510,'CAS#check'!A$2:A$190,1,FALSE)","v":{"$error":"#N/A"}},1]
[null,null,{"$f":"VLOOKUP('1. Eff Raw Data'!S2511,'CAS#check'!A$2:A$190,1,FALSE)","v":{"$error":"#N/A"}},1]
[null,null,{"$f":"VLOOKUP('1. Eff Raw Data'!S2512,'CAS#check'!A$2:A$190,1,FALSE)","v":{"$error":"#N/A"}},1]
[null,null,{"$f":"VLOOKUP('1. Eff Raw Data'!S2513,'CAS#check'!A$2:A$190,1,FALSE)","v":{"$error":"#N/A"}},1]
[null,null,{"$f":"VLOOKUP('1. Eff Raw Data'!S2514,'CAS#check'!A$2:A$190,1,FALSE)","v":{"$error":"#N/A"}},1]
[null,null,{"$f":"VLOOKUP('1. Eff Raw Data'!S2515,'CAS#check'!A$2:A$190,1,FALSE)","v":{"$error":"#N/A"}},1]
[null,null,{"$f":"VLOOKUP('1. Eff Raw Data'!S2516,'CAS#check'!A$2:A$190,1,FALSE)","v":{"$error":"#N/A"}},1]
[null,null,{"$f":"VLOOKUP('1. Eff Raw Data'!S2517,'CAS#check'!A$2:A$190,1,FALSE)","v":{"$error":"#N/A"}},1]
[null,null,{"$f":"VLOOKUP('1. Eff Raw Data'!S2518,'CAS#check'!A$2:A$190,1,FALSE)","v":{"$error":"#N/A"}},1]
[null,null,{"$f":"VLOOKUP('1. Eff Raw Data'!S2519,'CAS#check'!A$2:A$190,1,FALSE)","v":{"$error":"#N/A"}},1]
[null,null,{"$f":"VLOOKUP('1. Eff Raw Data'!S2520,'CAS#check'!A$2:A$190,1,FALSE)","v":{"$error":"#N/A"}},1]
[null,null,{"$f":"VLOOKUP('1. Eff Raw Data'!S2521,'CAS#check'!A$2:A$190,1,FALSE)","v":{"$error":"#N/A"}},1]
[null,null,{"$f":"VLOOKUP('1. Eff Raw Data'!S2522,'CAS#check'!A$2:A$190,1,FALSE)","v":{"$error":"#N/A"}},1]
[null,null,{"$f":"VLOOKUP('1. Eff Raw Data'!S2523,'CAS#check'!A$2:A$190,1,FALSE)","v":{"$error":"#N/A"}},1]
[null,null,{"$f":"VLOOKUP('1. Eff Raw Data'!S2524,'CAS#check'!A$2:A$190,1,FALSE)","v":{"$error":"#N/A"}},1]
[null,null,{"$f":"VLOOKUP('1. Eff Raw Data'!S2525,'CAS#check'!A$2:A$190,1,FALSE)","v":{"$error":"#N/A"}},1]
[null,null,{"$f":"VLOOKUP('1. Eff Raw Data'!S2526,'CAS#check'!A$2:A$190,1,FALSE)","v":{"$error":"#N/A"}},1]
[null,null,{"$f":"VLOOKUP('1. Eff Raw Data'!S2527,'CAS#check'!A$2:A$190,1,FALSE)","v":{"$error":"#N/A"}},1]
[null,null,{"$f":"VLOOKUP('1. Eff Raw Data'!S2528,'CAS#check'!A$2:A$190,1,FALSE)","v":{"$error":"#N/A"}},1]
[null,null,{"$f":"VLOOKUP('1. Eff Raw Data'!S2529,'CAS#check'!A$2:A$190,1,FALSE)","v":{"$error":"#N/A"}},1]
[null,null,{"$f":"VLOOKUP('1. Eff Raw Data'!S2530,'CAS#check'!A$2:A$190,1,FALSE)","v":{"$error":"#N/A"}},1]
[null,null,{"$f":"VLOOKUP('1. Eff Raw Data'!S2531,'CAS#check'!A$2:A$190,1,FALSE)","v":{"$error":"#N/A"}},1]
[null,null,{"$f":"VLOOKUP('1. Eff Raw Data'!S2532,'CAS#check'!A$2:A$190,1,FALSE)","v":{"$error":"#N/A"}},1]
[null,null,{"$f":"VLOOKUP('1. Eff Raw Data'!S2533,'CAS#check'!A$2:A$190,1,FALSE)","v":{"$error":"#N/A"}},1]
[null,null,{"$f":"VLOOKUP('1. Eff Raw Data'!S2534,'CAS#check'!A$2:A$190,1,FALSE)","v":{"$error":"#N/A"}},1]
[null,null,{"$f":"VLOOKUP('1. Eff Raw Data'!S2535,'CAS#check'!A$2:A$190,1,FALSE)","v":{"$error":"#N/A"}},1]
[null,null,{"$f":"VLOOKUP('1. Eff Raw Data'!S2536,'CAS#check'!A$2:A$190,1,FALSE)","v":{"$error":"#N/A"}},1]
[null,null,{"$f":"VLOOKUP('1. Eff Raw Data'!S2537,'CAS#check'!A$2:A$190,1,FALSE)","v":{"$error":"#N/A"}},1]
[null,null,{"$f":"VLOOKUP('1. Eff Raw Data'!S2538,'CAS#check'!A$2:A$190,1,FALSE)","v":{"$error":"#N/A"}},1]
[null,null,{"$f":"VLOOKUP('1. Eff Raw Data'!S2539,'CAS#check'!A$2:A$190,1,FALSE)","v":{"$error":"#N/A"}},1]
[null,null,{"$f":"VLOOKUP('1. Eff Raw Data'!S2540,'CAS#check'!A$2:A$190,1,FALSE)","v":{"$error":"#N/A"}},1]
[null,null,{"$f":"VLOOKUP('1. Eff Raw Data'!S2541,'CAS#check'!A$2:A$190,1,FALSE)","v":{"$error":"#N/A"}},1]
[null,null,{"$f":"VLOOKUP('1. Eff Raw Data'!S2542,'CAS#check'!A$2:A$190,1,FALSE)","v":{"$error":"#N/A"}},1]
[null,null,{"$f":"VLOOKUP('1. Eff Raw Data'!S2543,'CAS#check'!A$2:A$190,1,FALSE)","v":{"$error":"#N/A"}},1]
[null,null,{"$f":"VLOOKUP('1. Eff Raw Data'!S2544,'CAS#check'!A$2:A$190,1,FALSE)","v":{"$error":"#N/A"}},1]
[null,null,{"$f":"VLOOKUP('1. Eff Raw Data'!S2545,'CAS#check'!A$2:A$190,1,FALSE)","v":{"$error":"#N/A"}},1]
[null,null,{"$f":"VLOOKUP('1. Eff Raw Data'!S2546,'CAS#check'!A$2:A$190,1,FALSE)","v":{"$error":"#N/A"}},1]
[null,null,{"$f":"VLOOKUP('1. Eff Raw Data'!S2547,'CAS#check'!A$2:A$190,1,FALSE)","v":{"$error":"#N/A"}},1]
[null,null,{"$f":"VLOOKUP('1. Eff Raw Data'!S2548,'CAS#check'!A$2:A$190,1,FALSE)","v":{"$error":"#N/A"}},1]
[null,null,{"$f":"VLOOKUP('1. Eff Raw Data'!S2549,'CAS#check'!A$2:A$190,1,FALSE)","v":{"$error":"#N/A"}},1]
[null,null,{"$f":"VLOOKUP('1. Eff Raw Data'!S2550,'CAS#check'!A$2:A$190,1,FALSE)","v":{"$error":"#N/A"}},1]
[null,null,{"$f":"VLOOKUP('1. Eff Raw Data'!S2551,'CAS#check'!A$2:A$190,1,FALSE)","v":{"$error":"#N/A"}},1]
[null,null,{"$f":"VLOOKUP('1. Eff Raw Data'!S2552,'CAS#check'!A$2:A$190,1,FALSE)","v":{"$error":"#N/A"}},1]
[null,null,{"$f":"VLOOKUP('1. Eff Raw Data'!S2553,'CAS#check'!A$2:A$190,1,FALSE)","v":{"$error":"#N/A"}},1]
[null,null,{"$f":"VLOOKUP('1. Eff Raw Data'!S2554,'CAS#check'!A$2:A$190,1,FALSE)","v":{"$error":"#N/A"}},1]
[null,null,{"$f":"VLOOKUP('1. Eff Raw Data'!S2555,'CAS#check'!A$2:A$190,1,FALSE)","v":{"$error":"#N/A"}},1]
[null,null,{"$f":"VLOOKUP('1. Eff Raw Data'!S2556,'CAS#check'!A$2:A$190,1,FALSE)","v":{"$error":"#N/A"}},1]
[null,null,{"$f":"VLOOKUP('1. Eff Raw Data'!S2557,'CAS#check'!A$2:A$190,1,FALSE)","v":{"$error":"#N/A"}},1]
[null,null,{"$f":"VLOOKUP('1. Eff Raw Data'!S2558,'CAS#check'!A$2:A$190,1,FALSE)","v":{"$error":"#N/A"}},1]
[null,null,{"$f":"VLOOKUP('1. Eff Raw Data'!S2559,'CAS#check'!A$2:A$190,1,FALSE)","v":{"$error":"#N/A"}},1]
[null,null,{"$f":"VLOOKUP('1. Eff Raw Data'!S2560,'CAS#check'!A$2:A$190,1,FALSE)","v":{"$error":"#N/A"}},1]
[null,null,{"$f":"VLOOKUP('1. Eff Raw Data'!S2561,'CAS#check'!A$2:A$190,1,FALSE)","v":{"$error":"#N/A"}},1]
[null,null,{"$f":"VLOOKUP('1. Eff Raw Data'!S2562,'CAS#check'!A$2:A$190,1,FALSE)","v":{"$error":"#N/A"}},1]
[null,null,{"$f":"VLOOKUP('1. Eff Raw Data'!S2563,'CAS#check'!A$2:A$190,1,FALSE)","v":{"$error":"#N/A"}},1]
[null,null,{"$f":"VLOOKUP('1. Eff Raw Data'!S2564,'CAS#check'!A$2:A$190,1,FALSE)","v":{"$error":"#N/A"}},1]
[null,null,{"$f":"VLOOKUP('1. Eff Raw Data'!S2565,'CAS#check'!A$2:A$190,1,FALSE)","v":{"$error":"#N/A"}},{"$f":"IFERROR(_xlfn.IFNA(0*C2565,1),0)","v":1}]
[null,null,{"$f":"VLOOKUP('1. Eff Raw Data'!S2566,'CAS#check'!A$2:A$190,1,FALSE)","v":{"$error":"#N/A"}},1]
[null,null,{"$f":"VLOOKUP('1. Eff Raw Data'!S2567,'CAS#check'!A$2:A$190,1,FALSE)","v":{"$error":"#N/A"}},1]
[null,null,{"$f":"VLOOKUP('1. Eff Raw Data'!S2568,'CAS#check'!A$2:A$190,1,FALSE)","v":{"$error":"#N/A"}},1]
[null,null,{"$f":"VLOOKUP('1. Eff Raw Data'!S2569,'CAS#check'!A$2:A$190,1,FALSE)","v":{"$error":"#N/A"}},1]
[null,null,{"$f":"VLOOKUP('1. Eff Raw Data'!S2570,'CAS#check'!A$2:A$190,1,FALSE)","v":{"$error":"#N/A"}},1]
[null,null,{"$f":"VLOOKUP('1. Eff Raw Data'!S2571,'CAS#check'!A$2:A$190,1,FALSE)","v":{"$error":"#N/A"}},1]
[null,null,{"$f":"VLOOKUP('1. Eff Raw Data'!S2572,'CAS#check'!A$2:A$190,1,FALSE)","v":{"$error":"#N/A"}},1]
[null,null,{"$f":"VLOOKUP('1. Eff Raw Data'!S2573,'CAS#check'!A$2:A$190,1,FALSE)","v":{"$error":"#N/A"}},1]
[null,null,{"$f":"VLOOKUP('1. Eff Raw Data'!S2574,'CAS#check'!A$2:A$190,1,FALSE)","v":{"$error":"#N/A"}},1]
[null,null,{"$f":"VLOOKUP('1. Eff Raw Data'!S2575,'CAS#check'!A$2:A$190,1,FALSE)","v":{"$error":"#N/A"}},1]
[null,null,{"$f":"VLOOKUP('1. Eff Raw Data'!S2576,'CAS#check'!A$2:A$190,1,FALSE)","v":{"$error":"#N/A"}},1]
[null,null,{"$f":"VLOOKUP('1. Eff Raw Data'!S2577,'CAS#check'!A$2:A$190,1,FALSE)","v":{"$error":"#N/A"}},1]
[null,null,{"$f":"VLOOKUP('1. Eff Raw Data'!S2578,'CAS#check'!A$2:A$190,1,FALSE)","v":{"$error":"#N/A"}},1]
[null,null,{"$f":"VLOOKUP('1. Eff Raw Data'!S2579,'CAS#check'!A$2:A$190,1,FALSE)","v":{"$error":"#N/A"}},1]
[null,null,{"$f":"VLOOKUP('1. Eff Raw Data'!S2580,'CAS#check'!A$2:A$190,1,FALSE)","v":{"$error":"#N/A"}},1]
[null,null,{"$f":"VLOOKUP('1. Eff Raw Data'!S2581,'CAS#check'!A$2:A$190,1,FALSE)","v":{"$error":"#N/A"}},1]
[null,null,{"$f":"VLOOKUP('1. Eff Raw Data'!S2582,'CAS#check'!A$2:A$190,1,FALSE)","v":{"$error":"#N/A"}},1]
[null,null,{"$f":"VLOOKUP('1. Eff Raw Data'!S2583,'CAS#check'!A$2:A$190,1,FALSE)","v":{"$error":"#N/A"}},1]
[null,null,{"$f":"VLOOKUP('1. Eff Raw Data'!S2584,'CAS#check'!A$2:A$190,1,FALSE)","v":{"$error":"#N/A"}},1]
[null,null,{"$f":"VLOOKUP('1. Eff Raw Data'!S2585,'CAS#check'!A$2:A$190,1,FALSE)","v":{"$error":"#N/A"}},1]
[null,null,{"$f":"VLOOKUP('1. Eff Raw Data'!S2586,'CAS#check'!A$2:A$190,1,FALSE)","v":{"$error":"#N/A"}},1]
[null,null,{"$f":"VLOOKUP('1. Eff Raw Data'!S2587,'CAS#check'!A$2:A$190,1,FALSE)","v":{"$error":"#N/A"}},1]
[null,null,{"$f":"VLOOKUP('1. Eff Raw Data'!S2588,'CAS#check'!A$2:A$190,1,FALSE)","v":{"$error":"#N/A"}},1]
[null,null,{"$f":"VLOOKUP('1. Eff Raw Data'!S2589,'CAS#check'!A$2:A$190,1,FALSE)","v":{"$error":"#N/A"}},1]
[null,null,{"$f":"VLOOKUP('1. Eff Raw Data'!S2590,'CAS#check'!A$2:A$190,1,FALSE)","v":{"$error":"#N/A"}},1]
[null,null,{"$f":"VLOOKUP('1. Eff Raw Data'!S2591,'CAS#check'!A$2:A$190,1,FALSE)","v":{"$error":"#N/A"}},1]
[null,null,{"$f":"VLOOKUP('1. Eff Raw Data'!S2592,'CAS#check'!A$2:A$190,1,FALSE)","v":{"$error":"#N/A"}},1]
[null,null,{"$f":"VLOOKUP('1. Eff Raw Data'!S2593,'CAS#check'!A$2:A$190,1,FALSE)","v":{"$error":"#N/A"}},1]
[null,null,{"$f":"VLOOKUP('1. Eff Raw Data'!S2594,'CAS#check'!A$2:A$190,1,FALSE)","v":{"$error":"#N/A"}},1]
[null,null,{"$f":"VLOOKUP('1. Eff Raw Data'!S2595,'CAS#check'!A$2:A$190,1,FALSE)","v":{"$error":"#N/A"}},1]
[null,null,{"$f":"VLOOKUP('1. Eff Raw Data'!S2596,'CAS#check'!A$2:A$190,1,FALSE)","v":{"$error":"#N/A"}},1]
[null,null,{"$f":"VLOOKUP('1. Eff Raw Data'!S2597,'CAS#check'!A$2:A$190,1,FALSE)","v":{"$error":"#N/A"}},1]
[null,null,{"$f":"VLOOKUP('1. Eff Raw Data'!S2598,'CAS#check'!A$2:A$190,1,FALSE)","v":{"$error":"#N/A"}},1]
[null,null,{"$f":"VLOOKUP('1. Eff Raw Data'!S2599,'CAS#check'!A$2:A$190,1,FALSE)","v":{"$error":"#N/A"}},1]
[null,null,{"$f":"VLOOKUP('1. Eff Raw Data'!S2600,'CAS#check'!A$2:A$190,1,FALSE)","v":{"$error":"#N/A"}},1]
[null,null,{"$f":"VLOOKUP('1. Eff Raw Data'!S2601,'CAS#check'!A$2:A$190,1,FALSE)","v":{"$error":"#N/A"}},1]
[null,null,{"$f":"VLOOKUP('1. Eff Raw Data'!S2602,'CAS#check'!A$2:A$190,1,FALSE)","v":{"$error":"#N/A"}},1]
[null,null,{"$f":"VLOOKUP('1. Eff Raw Data'!S2603,'CAS#check'!A$2:A$190,1,FALSE)","v":{"$error":"#N/A"}},1]
[null,null,{"$f":"VLOOKUP('1. Eff Raw Data'!S2604,'CAS#check'!A$2:A$190,1,FALSE)","v":{"$error":"#N/A"}},1]
[null,null,{"$f":"VLOOKUP('1. Eff Raw Data'!S2605,'CAS#check'!A$2:A$190,1,FALSE)","v":{"$error":"#N/A"}},1]
[null,null,{"$f":"VLOOKUP('1. Eff Raw Data'!S2606,'CAS#check'!A$2:A$190,1,FALSE)","v":{"$error":"#N/A"}},1]
[null,null,{"$f":"VLOOKUP('1. Eff Raw Data'!S2607,'CAS#check'!A$2:A$190,1,FALSE)","v":{"$error":"#N/A"}},1]
[null,null,{"$f":"VLOOKUP('1. Eff Raw Data'!S2608,'CAS#check'!A$2:A$190,1,FALSE)","v":{"$error":"#N/A"}},1]
[null,null,{"$f":"VLOOKUP('1. Eff Raw Data'!S2609,'CAS#check'!A$2:A$190,1,FALSE)","v":{"$error":"#N/A"}},1]
[null,null,{"$f":"VLOOKUP('1. Eff Raw Data'!S2610,'CAS#check'!A$2:A$190,1,FALSE)","v":{"$error":"#N/A"}},1]
[null,null,{"$f":"VLOOKUP('1. Eff Raw Data'!S2611,'CAS#check'!A$2:A$190,1,FALSE)","v":{"$error":"#N/A"}},1]
[null,null,{"$f":"VLOOKUP('1. Eff Raw Data'!S2612,'CAS#check'!A$2:A$190,1,FALSE)","v":{"$error":"#N/A"}},1]
[null,null,{"$f":"VLOOKUP('1. Eff Raw Data'!S2613,'CAS#check'!A$2:A$190,1,FALSE)","v":{"$error":"#N/A"}},1]
[null,null,{"$f":"VLOOKUP('1. Eff Raw Data'!S2614,'CAS#check'!A$2:A$190,1,FALSE)","v":{"$error":"#N/A"}},1]
[null,null,{"$f":"VLOOKUP('1. Eff Raw Data'!S2615,'CAS#check'!A$2:A$190,1,FALSE)","v":{"$error":"#N/A"}},1]
[null,null,{"$f":"VLOOKUP('1. Eff Raw Data'!S2616,'CAS#check'!A$2:A$190,1,FALSE)","v":{"$error":"#N/A"}},1]
[null,null,{"$f":"VLOOKUP('1. Eff Raw Data'!S2617,'CAS#check'!A$2:A$190,1,FALSE)","v":{"$error":"#N/A"}},1]
[null,null,{"$f":"VLOOKUP('1. Eff Raw Data'!S2618,'CAS#check'!A$2:A$190,1,FALSE)","v":{"$error":"#N/A"}},1]
[null,null,{"$f":"VLOOKUP('1. Eff Raw Data'!S2619,'CAS#check'!A$2:A$190,1,FALSE)","v":{"$error":"#N/A"}},1]
[null,null,{"$f":"VLOOKUP('1. Eff Raw Data'!S2620,'CAS#check'!A$2:A$190,1,FALSE)","v":{"$error":"#N/A"}},1]
[null,null,{"$f":"VLOOKUP('1. Eff Raw Data'!S2621,'CAS#check'!A$2:A$190,1,FALSE)","v":{"$error":"#N/A"}},1]
[null,null,{"$f":"VLOOKUP('1. Eff Raw Data'!S2622,'CAS#check'!A$2:A$190,1,FALSE)","v":{"$error":"#N/A"}},1]
[null,null,{"$f":"VLOOKUP('1. Eff Raw Data'!S2623,'CAS#check'!A$2:A$190,1,FALSE)","v":{"$error":"#N/A"}},1]
[null,null,{"$f":"VLOOKUP('1. Eff Raw Data'!S2624,'CAS#check'!A$2:A$190,1,FALSE)","v":{"$error":"#N/A"}},1]
[null,null,{"$f":"VLOOKUP('1. Eff Raw Data'!S2625,'CAS#check'!A$2:A$190,1,FALSE)","v":{"$error":"#N/A"}},1]
[null,null,{"$f":"VLOOKUP('1. Eff Raw Data'!S2626,'CAS#check'!A$2:A$190,1,FALSE)","v":{"$error":"#N/A"}},1]
[null,null,{"$f":"VLOOKUP('1. Eff Raw Data'!S2627,'CAS#check'!A$2:A$190,1,FALSE)","v":{"$error":"#N/A"}},1]
[null,null,{"$f":"VLOOKUP('1. Eff Raw Data'!S2628,'CAS#check'!A$2:A$190,1,FALSE)","v":{"$error":"#N/A"}},1]
[null,null,{"$f":"VLOOKUP('1. Eff Raw Data'!S2629,'CAS#check'!A$2:A$190,1,FALSE)","v":{"$error":"#N/A"}},{"$f":"IFERROR(_xlfn.IFNA(0*C2629,1),0)","v":1}]
[null,null,{"$f":"VLOOKUP('1. Eff Raw Data'!S2630,'CAS#check'!A$2:A$190,1,FALSE)","v":{"$error":"#N/A"}},1]
[null,null,{"$f":"VLOOKUP('1. Eff Raw Data'!S2631,'CAS#check'!A$2:A$190,1,FALSE)","v":{"$error":"#N/A"}},1]
[null,null,{"$f":"VLOOKUP('1. Eff Raw Data'!S2632,'CAS#check'!A$2:A$190,1,FALSE)","v":{"$error":"#N/A"}},1]
[null,null,{"$f":"VLOOKUP('1. Eff Raw Data'!S2633,'CAS#check'!A$2:A$190,1,FALSE)","v":{"$error":"#N/A"}},1]
[null,null,{"$f":"VLOOKUP('1. Eff Raw Data'!S2634,'CAS#check'!A$2:A$190,1,FALSE)","v":{"$error":"#N/A"}},1]
[null,null,{"$f":"VLOOKUP('1. Eff Raw Data'!S2635,'CAS#check'!A$2:A$190,1,FALSE)","v":{"$error":"#N/A"}},1]
[null,null,{"$f":"VLOOKUP('1. Eff Raw Data'!S2636,'CAS#check'!A$2:A$190,1,FALSE)","v":{"$error":"#N/A"}},1]
[null,null,{"$f":"VLOOKUP('1. Eff Raw Data'!S2637,'CAS#check'!A$2:A$190,1,FALSE)","v":{"$error":"#N/A"}},1]
[null,null,{"$f":"VLOOKUP('1. Eff Raw Data'!S2638,'CAS#check'!A$2:A$190,1,FALSE)","v":{"$error":"#N/A"}},1]
[null,null,{"$f":"VLOOKUP('1. Eff Raw Data'!S2639,'CAS#check'!A$2:A$190,1,FALSE)","v":{"$error":"#N/A"}},1]
[null,null,{"$f":"VLOOKUP('1. Eff Raw Data'!S2640,'CAS#check'!A$2:A$190,1,FALSE)","v":{"$error":"#N/A"}},1]
[null,null,{"$f":"VLOOKUP('1. Eff Raw Data'!S2641,'CAS#check'!A$2:A$190,1,FALSE)","v":{"$error":"#N/A"}},1]
[null,null,{"$f":"VLOOKUP('1. Eff Raw Data'!S2642,'CAS#check'!A$2:A$190,1,FALSE)","v":{"$error":"#N/A"}},1]
[null,null,{"$f":"VLOOKUP('1. Eff Raw Data'!S2643,'CAS#check'!A$2:A$190,1,FALSE)","v":{"$error":"#N/A"}},1]
[null,null,{"$f":"VLOOKUP('1. Eff Raw Data'!S2644,'CAS#check'!A$2:A$190,1,FALSE)","v":{"$error":"#N/A"}},1]
[null,null,{"$f":"VLOOKUP('1. Eff Raw Data'!S2645,'CAS#check'!A$2:A$190,1,FALSE)","v":{"$error":"#N/A"}},1]
[null,null,{"$f":"VLOOKUP('1. Eff Raw Data'!S2646,'CAS#check'!A$2:A$190,1,FALSE)","v":{"$error":"#N/A"}},1]
[null,null,{"$f":"VLOOKUP('1. Eff Raw Data'!S2647,'CAS#check'!A$2:A$190,1,FALSE)","v":{"$error":"#N/A"}},1]
[null,null,{"$f":"VLOOKUP('1. Eff Raw Data'!S2648,'CAS#check'!A$2:A$190,1,FALSE)","v":{"$error":"#N/A"}},1]
[null,null,{"$f":"VLOOKUP('1. Eff Raw Data'!S2649,'CAS#check'!A$2:A$190,1,FALSE)","v":{"$error":"#N/A"}},1]
[null,null,{"$f":"VLOOKUP('1. Eff Raw Data'!S2650,'CAS#check'!A$2:A$190,1,FALSE)","v":{"$error":"#N/A"}},1]
[null,null,{"$f":"VLOOKUP('1. Eff Raw Data'!S2651,'CAS#check'!A$2:A$190,1,FALSE)","v":{"$error":"#N/A"}},1]
[null,null,{"$f":"VLOOKUP('1. Eff Raw Data'!S2652,'CAS#check'!A$2:A$190,1,FALSE)","v":{"$error":"#N/A"}},1]
[null,null,{"$f":"VLOOKUP('1. Eff Raw Data'!S2653,'CAS#check'!A$2:A$190,1,FALSE)","v":{"$error":"#N/A"}},1]
[null,null,{"$f":"VLOOKUP('1. Eff Raw Data'!S2654,'CAS#check'!A$2:A$190,1,FALSE)","v":{"$error":"#N/A"}},1]
[null,null,{"$f":"VLOOKUP('1. Eff Raw Data'!S2655,'CAS#check'!A$2:A$190,1,FALSE)","v":{"$error":"#N/A"}},1]
[null,null,{"$f":"VLOOKUP('1. Eff Raw Data'!S2656,'CAS#check'!A$2:A$190,1,FALSE)","v":{"$error":"#N/A"}},1]
[null,null,{"$f":"VLOOKUP('1. Eff Raw Data'!S2657,'CAS#check'!A$2:A$190,1,FALSE)","v":{"$error":"#N/A"}},1]
[null,null,{"$f":"VLOOKUP('1. Eff Raw Data'!S2658,'CAS#check'!A$2:A$190,1,FALSE)","v":{"$error":"#N/A"}},1]
[null,null,{"$f":"VLOOKUP('1. Eff Raw Data'!S2659,'CAS#check'!A$2:A$190,1,FALSE)","v":{"$error":"#N/A"}},1]
[null,null,{"$f":"VLOOKUP('1. Eff Raw Data'!S2660,'CAS#check'!A$2:A$190,1,FALSE)","v":{"$error":"#N/A"}},1]
[null,null,{"$f":"VLOOKUP('1. Eff Raw Data'!S2661,'CAS#check'!A$2:A$190,1,FALSE)","v":{"$error":"#N/A"}},1]
[null,null,{"$f":"VLOOKUP('1. Eff Raw Data'!S2662,'CAS#check'!A$2:A$190,1,FALSE)","v":{"$error":"#N/A"}},1]
[null,null,{"$f":"VLOOKUP('1. Eff Raw Data'!S2663,'CAS#check'!A$2:A$190,1,FALSE)","v":{"$error":"#N/A"}},1]
[null,null,{"$f":"VLOOKUP('1. Eff Raw Data'!S2664,'CAS#check'!A$2:A$190,1,FALSE)","v":{"$error":"#N/A"}},1]
[null,null,{"$f":"VLOOKUP('1. Eff Raw Data'!S2665,'CAS#check'!A$2:A$190,1,FALSE)","v":{"$error":"#N/A"}},1]
[null,null,{"$f":"VLOOKUP('1. Eff Raw Data'!S2666,'CAS#check'!A$2:A$190,1,FALSE)","v":{"$error":"#N/A"}},1]
[null,null,{"$f":"VLOOKUP('1. Eff Raw Data'!S2667,'CAS#check'!A$2:A$190,1,FALSE)","v":{"$error":"#N/A"}},1]
[null,null,{"$f":"VLOOKUP('1. Eff Raw Data'!S2668,'CAS#check'!A$2:A$190,1,FALSE)","v":{"$error":"#N/A"}},1]
[null,null,{"$f":"VLOOKUP('1. Eff Raw Data'!S2669,'CAS#check'!A$2:A$190,1,FALSE)","v":{"$error":"#N/A"}},1]
[null,null,{"$f":"VLOOKUP('1. Eff Raw Data'!S2670,'CAS#check'!A$2:A$190,1,FALSE)","v":{"$error":"#N/A"}},1]
[null,null,{"$f":"VLOOKUP('1. Eff Raw Data'!S2671,'CAS#check'!A$2:A$190,1,FALSE)","v":{"$error":"#N/A"}},1]
[null,null,{"$f":"VLOOKUP('1. Eff Raw Data'!S2672,'CAS#check'!A$2:A$190,1,FALSE)","v":{"$error":"#N/A"}},1]
[null,null,{"$f":"VLOOKUP('1. Eff Raw Data'!S2673,'CAS#check'!A$2:A$190,1,FALSE)","v":{"$error":"#N/A"}},1]
[null,null,{"$f":"VLOOKUP('1. Eff Raw Data'!S2674,'CAS#check'!A$2:A$190,1,FALSE)","v":{"$error":"#N/A"}},1]
[null,null,{"$f":"VLOOKUP('1. Eff Raw Data'!S2675,'CAS#check'!A$2:A$190,1,FALSE)","v":{"$error":"#N/A"}},1]
[null,null,{"$f":"VLOOKUP('1. Eff Raw Data'!S2676,'CAS#check'!A$2:A$190,1,FALSE)","v":{"$error":"#N/A"}},1]
[null,null,{"$f":"VLOOKUP('1. Eff Raw Data'!S2677,'CAS#check'!A$2:A$190,1,FALSE)","v":{"$error":"#N/A"}},1]
[null,null,{"$f":"VLOOKUP('1. Eff Raw Data'!S2678,'CAS#check'!A$2:A$190,1,FALSE)","v":{"$error":"#N/A"}},1]
[null,null,{"$f":"VLOOKUP('1. Eff Raw Data'!S2679,'CAS#check'!A$2:A$190,1,FALSE)","v":{"$error":"#N/A"}},1]
[null,null,{"$f":"VLOOKUP('1. Eff Raw Data'!S2680,'CAS#check'!A$2:A$190,1,FALSE)","v":{"$error":"#N/A"}},1]
[null,null,{"$f":"VLOOKUP('1. Eff Raw Data'!S2681,'CAS#check'!A$2:A$190,1,FALSE)","v":{"$error":"#N/A"}},1]
[null,null,{"$f":"VLOOKUP('1. Eff Raw Data'!S2682,'CAS#check'!A$2:A$190,1,FALSE)","v":{"$error":"#N/A"}},1]
[null,null,{"$f":"VLOOKUP('1. Eff Raw Data'!S2683,'CAS#check'!A$2:A$190,1,FALSE)","v":{"$error":"#N/A"}},1]
[null,null,{"$f":"VLOOKUP('1. Eff Raw Data'!S2684,'CAS#check'!A$2:A$190,1,FALSE)","v":{"$error":"#N/A"}},1]
[null,null,{"$f":"VLOOKUP('1. Eff Raw Data'!S2685,'CAS#check'!A$2:A$190,1,FALSE)","v":{"$error":"#N/A"}},1]
[null,null,{"$f":"VLOOKUP('1. Eff Raw Data'!S2686,'CAS#check'!A$2:A$190,1,FALSE)","v":{"$error":"#N/A"}},1]
[null,null,{"$f":"VLOOKUP('1. Eff Raw Data'!S2687,'CAS#check'!A$2:A$190,1,FALSE)","v":{"$error":"#N/A"}},1]
[null,null,{"$f":"VLOOKUP('1. Eff Raw Data'!S2688,'CAS#check'!A$2:A$190,1,FALSE)","v":{"$error":"#N/A"}},1]
[null,null,{"$f":"VLOOKUP('1. Eff Raw Data'!S2689,'CAS#check'!A$2:A$190,1,FALSE)","v":{"$error":"#N/A"}},1]
[null,null,{"$f":"VLOOKUP('1. Eff Raw Data'!S2690,'CAS#check'!A$2:A$190,1,FALSE)","v":{"$error":"#N/A"}},1]
[null,null,{"$f":"VLOOKUP('1. Eff Raw Data'!S2691,'CAS#check'!A$2:A$190,1,FALSE)","v":{"$error":"#N/A"}},1]
[null,null,{"$f":"VLOOKUP('1. Eff Raw Data'!S2692,'CAS#check'!A$2:A$190,1,FALSE)","v":{"$error":"#N/A"}},1]
[null,null,{"$f":"VLOOKUP('1. Eff Raw Data'!S2693,'CAS#check'!A$2:A$190,1,FALSE)","v":{"$error":"#N/A"}},{"$f":"IFERROR(_xlfn.IFNA(0*C2693,1),0)","v":1}]
[null,null,{"$f":"VLOOKUP('1. Eff Raw Data'!S2694,'CAS#check'!A$2:A$190,1,FALSE)","v":{"$error":"#N/A"}},1]
[null,null,{"$f":"VLOOKUP('1. Eff Raw Data'!S2695,'CAS#check'!A$2:A$190,1,FALSE)","v":{"$error":"#N/A"}},1]
[null,null,{"$f":"VLOOKUP('1. Eff Raw Data'!S2696,'CAS#check'!A$2:A$190,1,FALSE)","v":{"$error":"#N/A"}},1]
[null,null,{"$f":"VLOOKUP('1. Eff Raw Data'!S2697,'CAS#check'!A$2:A$190,1,FALSE)","v":{"$error":"#N/A"}},1]
[null,null,{"$f":"VLOOKUP('1. Eff Raw Data'!S2698,'CAS#check'!A$2:A$190,1,FALSE)","v":{"$error":"#N/A"}},1]
[null,null,{"$f":"VLOOKUP('1. Eff Raw Data'!S2699,'CAS#check'!A$2:A$190,1,FALSE)","v":{"$error":"#N/A"}},1]
[null,null,{"$f":"VLOOKUP('1. Eff Raw Data'!S2700,'CAS#check'!A$2:A$190,1,FALSE)","v":{"$error":"#N/A"}},1]
[null,null,{"$f":"VLOOKUP('1. Eff Raw Data'!S2701,'CAS#check'!A$2:A$190,1,FALSE)","v":{"$error":"#N/A"}},1]
[null,null,{"$f":"VLOOKUP('1. Eff Raw Data'!S2702,'CAS#check'!A$2:A$190,1,FALSE)","v":{"$error":"#N/A"}},1]
[null,null,{"$f":"VLOOKUP('1. Eff Raw Data'!S2703,'CAS#check'!A$2:A$190,1,FALSE)","v":{"$error":"#N/A"}},1]
[null,null,{"$f":"VLOOKUP('1. Eff Raw Data'!S2704,'CAS#check'!A$2:A$190,1,FALSE)","v":{"$error":"#N/A"}},1]
[null,null,{"$f":"VLOOKUP('1. Eff Raw Data'!S2705,'CAS#check'!A$2:A$190,1,FALSE)","v":{"$error":"#N/A"}},1]
[null,null,{"$f":"VLOOKUP('1. Eff Raw Data'!S2706,'CAS#check'!A$2:A$190,1,FALSE)","v":{"$error":"#N/A"}},1]
[null,null,{"$f":"VLOOKUP('1. Eff Raw Data'!S2707,'CAS#check'!A$2:A$190,1,FALSE)","v":{"$error":"#N/A"}},1]
[null,null,{"$f":"VLOOKUP('1. Eff Raw Data'!S2708,'CAS#check'!A$2:A$190,1,FALSE)","v":{"$error":"#N/A"}},1]
[null,null,{"$f":"VLOOKUP('1. Eff Raw Data'!S2709,'CAS#check'!A$2:A$190,1,FALSE)","v":{"$error":"#N/A"}},1]
[null,null,{"$f":"VLOOKUP('1. Eff Raw Data'!S2710,'CAS#check'!A$2:A$190,1,FALSE)","v":{"$error":"#N/A"}},1]
[null,null,{"$f":"VLOOKUP('1. Eff Raw Data'!S2711,'CAS#check'!A$2:A$190,1,FALSE)","v":{"$error":"#N/A"}},1]
[null,null,{"$f":"VLOOKUP('1. Eff Raw Data'!S2712,'CAS#check'!A$2:A$190,1,FALSE)","v":{"$error":"#N/A"}},1]
[null,null,{"$f":"VLOOKUP('1. Eff Raw Data'!S2713,'CAS#check'!A$2:A$190,1,FALSE)","v":{"$error":"#N/A"}},1]
[null,null,{"$f":"VLOOKUP('1. Eff Raw Data'!S2714,'CAS#check'!A$2:A$190,1,FALSE)","v":{"$error":"#N/A"}},1]
[null,null,{"$f":"VLOOKUP('1. Eff Raw Data'!S2715,'CAS#check'!A$2:A$190,1,FALSE)","v":{"$error":"#N/A"}},1]
[null,null,{"$f":"VLOOKUP('1. Eff Raw Data'!S2716,'CAS#check'!A$2:A$190,1,FALSE)","v":{"$error":"#N/A"}},1]
[null,null,{"$f":"VLOOKUP('1. Eff Raw Data'!S2717,'CAS#check'!A$2:A$190,1,FALSE)","v":{"$error":"#N/A"}},1]
[null,null,{"$f":"VLOOKUP('1. Eff Raw Data'!S2718,'CAS#check'!A$2:A$190,1,FALSE)","v":{"$error":"#N/A"}},1]
[null,null,{"$f":"VLOOKUP('1. Eff Raw Data'!S2719,'CAS#check'!A$2:A$190,1,FALSE)","v":{"$error":"#N/A"}},1]
[null,null,{"$f":"VLOOKUP('1. Eff Raw Data'!S2720,'CAS#check'!A$2:A$190,1,FALSE)","v":{"$error":"#N/A"}},1]
[null,null,{"$f":"VLOOKUP('1. Eff Raw Data'!S2721,'CAS#check'!A$2:A$190,1,FALSE)","v":{"$error":"#N/A"}},1]
[null,null,{"$f":"VLOOKUP('1. Eff Raw Data'!S2722,'CAS#check'!A$2:A$190,1,FALSE)","v":{"$error":"#N/A"}},1]
[null,null,{"$f":"VLOOKUP('1. Eff Raw Data'!S2723,'CAS#check'!A$2:A$190,1,FALSE)","v":{"$error":"#N/A"}},1]
[null,null,{"$f":"VLOOKUP('1. Eff Raw Data'!S2724,'CAS#check'!A$2:A$190,1,FALSE)","v":{"$error":"#N/A"}},1]
[null,null,{"$f":"VLOOKUP('1. Eff Raw Data'!S2725,'CAS#check'!A$2:A$190,1,FALSE)","v":{"$error":"#N/A"}},1]
[null,null,{"$f":"VLOOKUP('1. Eff Raw Data'!S2726,'CAS#check'!A$2:A$190,1,FALSE)","v":{"$error":"#N/A"}},1]
[null,null,{"$f":"VLOOKUP('1. Eff Raw Data'!S2727,'CAS#check'!A$2:A$190,1,FALSE)","v":{"$error":"#N/A"}},1]
[null,null,{"$f":"VLOOKUP('1. Eff Raw Data'!S2728,'CAS#check'!A$2:A$190,1,FALSE)","v":{"$error":"#N/A"}},1]
[null,null,{"$f":"VLOOKUP('1. Eff Raw Data'!S2729,'CAS#check'!A$2:A$190,1,FALSE)","v":{"$error":"#N/A"}},1]
[null,null,{"$f":"VLOOKUP('1. Eff Raw Data'!S2730,'CAS#check'!A$2:A$190,1,FALSE)","v":{"$error":"#N/A"}},1]
[null,null,{"$f":"VLOOKUP('1. Eff Raw Data'!S2731,'CAS#check'!A$2:A$190,1,FALSE)","v":{"$error":"#N/A"}},1]
[null,null,{"$f":"VLOOKUP('1. Eff Raw Data'!S2732,'CAS#check'!A$2:A$190,1,FALSE)","v":{"$error":"#N/A"}},1]
[null,null,{"$f":"VLOOKUP('1. Eff Raw Data'!S2733,'CAS#check'!A$2:A$190,1,FALSE)","v":{"$error":"#N/A"}},1]
[null,null,{"$f":"VLOOKUP('1. Eff Raw Data'!S2734,'CAS#check'!A$2:A$190,1,FALSE)","v":{"$error":"#N/A"}},1]
[null,null,{"$f":"VLOOKUP('1. Eff Raw Data'!S2735,'CAS#check'!A$2:A$190,1,FALSE)","v":{"$error":"#N/A"}},1]
[null,null,{"$f":"VLOOKUP('1. Eff Raw Data'!S2736,'CAS#check'!A$2:A$190,1,FALSE)","v":{"$error":"#N/A"}},1]
[null,null,{"$f":"VLOOKUP('1. Eff Raw Data'!S2737,'CAS#check'!A$2:A$190,1,FALSE)","v":{"$error":"#N/A"}},1]
[null,null,{"$f":"VLOOKUP('1. Eff Raw Data'!S2738,'CAS#check'!A$2:A$190,1,FALSE)","v":{"$error":"#N/A"}},1]
[null,null,{"$f":"VLOOKUP('1. Eff Raw Data'!S2739,'CAS#check'!A$2:A$190,1,FALSE)","v":{"$error":"#N/A"}},1]
[null,null,{"$f":"VLOOKUP('1. Eff Raw Data'!S2740,'CAS#check'!A$2:A$190,1,FALSE)","v":{"$error":"#N/A"}},1]
[null,null,{"$f":"VLOOKUP('1. Eff Raw Data'!S2741,'CAS#check'!A$2:A$190,1,FALSE)","v":{"$error":"#N/A"}},1]
[null,null,{"$f":"VLOOKUP('1. Eff Raw Data'!S2742,'CAS#check'!A$2:A$190,1,FALSE)","v":{"$error":"#N/A"}},1]
[null,null,{"$f":"VLOOKUP('1. Eff Raw Data'!S2743,'CAS#check'!A$2:A$190,1,FALSE)","v":{"$error":"#N/A"}},1]
[null,null,{"$f":"VLOOKUP('1. Eff Raw Data'!S2744,'CAS#check'!A$2:A$190,1,FALSE)","v":{"$error":"#N/A"}},1]
[null,null,{"$f":"VLOOKUP('1. Eff Raw Data'!S2745,'CAS#check'!A$2:A$190,1,FALSE)","v":{"$error":"#N/A"}},1]
[null,null,{"$f":"VLOOKUP('1. Eff Raw Data'!S2746,'CAS#check'!A$2:A$190,1,FALSE)","v":{"$error":"#N/A"}},1]
[null,null,{"$f":"VLOOKUP('1. Eff Raw Data'!S2747,'CAS#check'!A$2:A$190,1,FALSE)","v":{"$error":"#N/A"}},1]
[null,null,{"$f":"VLOOKUP('1. Eff Raw Data'!S2748,'CAS#check'!A$2:A$190,1,FALSE)","v":{"$error":"#N/A"}},1]
[null,null,{"$f":"VLOOKUP('1. Eff Raw Data'!S2749,'CAS#check'!A$2:A$190,1,FALSE)","v":{"$error":"#N/A"}},1]
[null,null,{"$f":"VLOOKUP('1. Eff Raw Data'!S2750,'CAS#check'!A$2:A$190,1,FALSE)","v":{"$error":"#N/A"}},1]
[null,null,{"$f":"VLOOKUP('1. Eff Raw Data'!S2751,'CAS#check'!A$2:A$190,1,FALSE)","v":{"$error":"#N/A"}},1]
[null,null,{"$f":"VLOOKUP('1. Eff Raw Data'!S2752,'CAS#check'!A$2:A$190,1,FALSE)","v":{"$error":"#N/A"}},1]
[null,null,{"$f":"VLOOKUP('1. Eff Raw Data'!S2753,'CAS#check'!A$2:A$190,1,FALSE)","v":{"$error":"#N/A"}},1]
[null,null,{"$f":"VLOOKUP('1. Eff Raw Data'!S2754,'CAS#check'!A$2:A$190,1,FALSE)","v":{"$error":"#N/A"}},1]
[null,null,{"$f":"VLOOKUP('1. Eff Raw Data'!S2755,'CAS#check'!A$2:A$190,1,FALSE)","v":{"$error":"#N/A"}},1]
[null,null,{"$f":"VLOOKUP('1. Eff Raw Data'!S2756,'CAS#check'!A$2:A$190,1,FALSE)","v":{"$error":"#N/A"}},1]
[null,null,{"$f":"VLOOKUP('1. Eff Raw Data'!S2757,'CAS#check'!A$2:A$190,1,FALSE)","v":{"$error":"#N/A"}},{"$f":"IFERROR(_xlfn.IFNA(0*C2757,1),0)","v":1}]
[null,null,{"$f":"VLOOKUP('1. Eff Raw Data'!S2758,'CAS#check'!A$2:A$190,1,FALSE)","v":{"$error":"#N/A"}},1]
[null,null,{"$f":"VLOOKUP('1. Eff Raw Data'!S2759,'CAS#check'!A$2:A$190,1,FALSE)","v":{"$error":"#N/A"}},1]
[null,null,{"$f":"VLOOKUP('1. Eff Raw Data'!S2760,'CAS#check'!A$2:A$190,1,FALSE)","v":{"$error":"#N/A"}},1]
[null,null,{"$f":"VLOOKUP('1. Eff Raw Data'!S2761,'CAS#check'!A$2:A$190,1,FALSE)","v":{"$error":"#N/A"}},1]
[null,null,{"$f":"VLOOKUP('1. Eff Raw Data'!S2762,'CAS#check'!A$2:A$190,1,FALSE)","v":{"$error":"#N/A"}},1]
[null,null,{"$f":"VLOOKUP('1. Eff Raw Data'!S2763,'CAS#check'!A$2:A$190,1,FALSE)","v":{"$error":"#N/A"}},1]
[null,null,{"$f":"VLOOKUP('1. Eff Raw Data'!S2764,'CAS#check'!A$2:A$190,1,FALSE)","v":{"$error":"#N/A"}},1]
[null,null,{"$f":"VLOOKUP('1. Eff Raw Data'!S2765,'CAS#check'!A$2:A$190,1,FALSE)","v":{"$error":"#N/A"}},1]
[null,null,{"$f":"VLOOKUP('1. Eff Raw Data'!S2766,'CAS#check'!A$2:A$190,1,FALSE)","v":{"$error":"#N/A"}},1]
[null,null,{"$f":"VLOOKUP('1. Eff Raw Data'!S2767,'CAS#check'!A$2:A$190,1,FALSE)","v":{"$error":"#N/A"}},1]
[null,null,{"$f":"VLOOKUP('1. Eff Raw Data'!S2768,'CAS#check'!A$2:A$190,1,FALSE)","v":{"$error":"#N/A"}},1]
[null,null,{"$f":"VLOOKUP('1. Eff Raw Data'!S2769,'CAS#check'!A$2:A$190,1,FALSE)","v":{"$error":"#N/A"}},1]
[null,null,{"$f":"VLOOKUP('1. Eff Raw Data'!S2770,'CAS#check'!A$2:A$190,1,FALSE)","v":{"$error":"#N/A"}},1]
[null,null,{"$f":"VLOOKUP('1. Eff Raw Data'!S2771,'CAS#check'!A$2:A$190,1,FALSE)","v":{"$error":"#N/A"}},1]
[null,null,{"$f":"VLOOKUP('1. Eff Raw Data'!S2772,'CAS#check'!A$2:A$190,1,FALSE)","v":{"$error":"#N/A"}},1]
[null,null,{"$f":"VLOOKUP('1. Eff Raw Data'!S2773,'CAS#check'!A$2:A$190,1,FALSE)","v":{"$error":"#N/A"}},1]
[null,null,{"$f":"VLOOKUP('1. Eff Raw Data'!S2774,'CAS#check'!A$2:A$190,1,FALSE)","v":{"$error":"#N/A"}},1]
[null,null,{"$f":"VLOOKUP('1. Eff Raw Data'!S2775,'CAS#check'!A$2:A$190,1,FALSE)","v":{"$error":"#N/A"}},1]
[null,null,{"$f":"VLOOKUP('1. Eff Raw Data'!S2776,'CAS#check'!A$2:A$190,1,FALSE)","v":{"$error":"#N/A"}},1]
[null,null,{"$f":"VLOOKUP('1. Eff Raw Data'!S2777,'CAS#check'!A$2:A$190,1,FALSE)","v":{"$error":"#N/A"}},1]
[null,null,{"$f":"VLOOKUP('1. Eff Raw Data'!S2778,'CAS#check'!A$2:A$190,1,FALSE)","v":{"$error":"#N/A"}},1]
[null,null,{"$f":"VLOOKUP('1. Eff Raw Data'!S2779,'CAS#check'!A$2:A$190,1,FALSE)","v":{"$error":"#N/A"}},1]
[null,null,{"$f":"VLOOKUP('1. Eff Raw Data'!S2780,'CAS#check'!A$2:A$190,1,FALSE)","v":{"$error":"#N/A"}},1]
[null,null,{"$f":"VLOOKUP('1. Eff Raw Data'!S2781,'CAS#check'!A$2:A$190,1,FALSE)","v":{"$error":"#N/A"}},1]
[null,null,{"$f":"VLOOKUP('1. Eff Raw Data'!S2782,'CAS#check'!A$2:A$190,1,FALSE)","v":{"$error":"#N/A"}},1]
[null,null,{"$f":"VLOOKUP('1. Eff Raw Data'!S2783,'CAS#check'!A$2:A$190,1,FALSE)","v":{"$error":"#N/A"}},1]
[null,null,{"$f":"VLOOKUP('1. Eff Raw Data'!S2784,'CAS#check'!A$2:A$190,1,FALSE)","v":{"$error":"#N/A"}},1]
[null,null,{"$f":"VLOOKUP('1. Eff Raw Data'!S2785,'CAS#check'!A$2:A$190,1,FALSE)","v":{"$error":"#N/A"}},1]
[null,null,{"$f":"VLOOKUP('1. Eff Raw Data'!S2786,'CAS#check'!A$2:A$190,1,FALSE)","v":{"$error":"#N/A"}},1]
[null,null,{"$f":"VLOOKUP('1. Eff Raw Data'!S2787,'CAS#check'!A$2:A$190,1,FALSE)","v":{"$error":"#N/A"}},1]
[null,null,{"$f":"VLOOKUP('1. Eff Raw Data'!S2788,'CAS#check'!A$2:A$190,1,FALSE)","v":{"$error":"#N/A"}},1]
[null,null,{"$f":"VLOOKUP('1. Eff Raw Data'!S2789,'CAS#check'!A$2:A$190,1,FALSE)","v":{"$error":"#N/A"}},1]
[null,null,{"$f":"VLOOKUP('1. Eff Raw Data'!S2790,'CAS#check'!A$2:A$190,1,FALSE)","v":{"$error":"#N/A"}},1]
[null,null,{"$f":"VLOOKUP('1. Eff Raw Data'!S2791,'CAS#check'!A$2:A$190,1,FALSE)","v":{"$error":"#N/A"}},1]
[null,null,{"$f":"VLOOKUP('1. Eff Raw Data'!S2792,'CAS#check'!A$2:A$190,1,FALSE)","v":{"$error":"#N/A"}},1]
[null,null,{"$f":"VLOOKUP('1. Eff Raw Data'!S2793,'CAS#check'!A$2:A$190,1,FALSE)","v":{"$error":"#N/A"}},1]
[null,null,{"$f":"VLOOKUP('1. Eff Raw Data'!S2794,'CAS#check'!A$2:A$190,1,FALSE)","v":{"$error":"#N/A"}},1]
[null,null,{"$f":"VLOOKUP('1. Eff Raw Data'!S2795,'CAS#check'!A$2:A$190,1,FALSE)","v":{"$error":"#N/A"}},1]
[null,null,{"$f":"VLOOKUP('1. Eff Raw Data'!S2796,'CAS#check'!A$2:A$190,1,FALSE)","v":{"$error":"#N/A"}},1]
[null,null,{"$f":"VLOOKUP('1. Eff Raw Data'!S2797,'CAS#check'!A$2:A$190,1,FALSE)","v":{"$error":"#N/A"}},1]
[null,null,{"$f":"VLOOKUP('1. Eff Raw Data'!S2798,'CAS#check'!A$2:A$190,1,FALSE)","v":{"$error":"#N/A"}},1]
[null,null,{"$f":"VLOOKUP('1. Eff Raw Data'!S2799,'CAS#check'!A$2:A$190,1,FALSE)","v":{"$error":"#N/A"}},1]
[null,null,{"$f":"VLOOKUP('1. Eff Raw Data'!S2800,'CAS#check'!A$2:A$190,1,FALSE)","v":{"$error":"#N/A"}},1]
[null,null,{"$f":"VLOOKUP('1. Eff Raw Data'!S2801,'CAS#check'!A$2:A$190,1,FALSE)","v":{"$error":"#N/A"}},1]
[null,null,{"$f":"VLOOKUP('1. Eff Raw Data'!S2802,'CAS#check'!A$2:A$190,1,FALSE)","v":{"$error":"#N/A"}},1]
[null,null,{"$f":"VLOOKUP('1. Eff Raw Data'!S2803,'CAS#check'!A$2:A$190,1,FALSE)","v":{"$error":"#N/A"}},1]
[null,null,{"$f":"VLOOKUP('1. Eff Raw Data'!S2804,'CAS#check'!A$2:A$190,1,FALSE)","v":{"$error":"#N/A"}},1]
[null,null,{"$f":"VLOOKUP('1. Eff Raw Data'!S2805,'CAS#check'!A$2:A$190,1,FALSE)","v":{"$error":"#N/A"}},1]
[null,null,{"$f":"VLOOKUP('1. Eff Raw Data'!S2806,'CAS#check'!A$2:A$190,1,FALSE)","v":{"$error":"#N/A"}},1]
[null,null,{"$f":"VLOOKUP('1. Eff Raw Data'!S2807,'CAS#check'!A$2:A$190,1,FALSE)","v":{"$error":"#N/A"}},1]
[null,null,{"$f":"VLOOKUP('1. Eff Raw Data'!S2808,'CAS#check'!A$2:A$190,1,FALSE)","v":{"$error":"#N/A"}},1]
[null,null,{"$f":"VLOOKUP('1. Eff Raw Data'!S2809,'CAS#check'!A$2:A$190,1,FALSE)","v":{"$error":"#N/A"}},1]
[null,null,{"$f":"VLOOKUP('1. Eff Raw Data'!S2810,'CAS#check'!A$2:A$190,1,FALSE)","v":{"$error":"#N/A"}},1]
[null,null,{"$f":"VLOOKUP('1. Eff Raw Data'!S2811,'CAS#check'!A$2:A$190,1,FALSE)","v":{"$error":"#N/A"}},1]
[null,null,{"$f":"VLOOKUP('1. Eff Raw Data'!S2812,'CAS#check'!A$2:A$190,1,FALSE)","v":{"$error":"#N/A"}},1]
[null,null,{"$f":"VLOOKUP('1. Eff Raw Data'!S2813,'CAS#check'!A$2:A$190,1,FALSE)","v":{"$error":"#N/A"}},1]
[null,null,{"$f":"VLOOKUP('1. Eff Raw Data'!S2814,'CAS#check'!A$2:A$190,1,FALSE)","v":{"$error":"#N/A"}},1]
[null,null,{"$f":"VLOOKUP('1. Eff Raw Data'!S2815,'CAS#check'!A$2:A$190,1,FALSE)","v":{"$error":"#N/A"}},1]
[null,null,{"$f":"VLOOKUP('1. Eff Raw Data'!S2816,'CAS#check'!A$2:A$190,1,FALSE)","v":{"$error":"#N/A"}},1]
[null,null,{"$f":"VLOOKUP('1. Eff Raw Data'!S2817,'CAS#check'!A$2:A$190,1,FALSE)","v":{"$error":"#N/A"}},1]
[null,null,{"$f":"VLOOKUP('1. Eff Raw Data'!S2818,'CAS#check'!A$2:A$190,1,FALSE)","v":{"$error":"#N/A"}},1]
[null,null,{"$f":"VLOOKUP('1. Eff Raw Data'!S2819,'CAS#check'!A$2:A$190,1,FALSE)","v":{"$error":"#N/A"}},1]
[null,null,{"$f":"VLOOKUP('1. Eff Raw Data'!S2820,'CAS#check'!A$2:A$190,1,FALSE)","v":{"$error":"#N/A"}},1]
[null,null,{"$f":"VLOOKUP('1. Eff Raw Data'!S2821,'CAS#check'!A$2:A$190,1,FALSE)","v":{"$error":"#N/A"}},{"$f":"IFERROR(_xlfn.IFNA(0*C2821,1),0)","v":1}]
[null,null,{"$f":"VLOOKUP('1. Eff Raw Data'!S2822,'CAS#check'!A$2:A$190,1,FALSE)","v":{"$error":"#N/A"}},1]
[null,null,{"$f":"VLOOKUP('1. Eff Raw Data'!S2823,'CAS#check'!A$2:A$190,1,FALSE)","v":{"$error":"#N/A"}},1]
[null,null,{"$f":"VLOOKUP('1. Eff Raw Data'!S2824,'CAS#check'!A$2:A$190,1,FALSE)","v":{"$error":"#N/A"}},1]
[null,null,{"$f":"VLOOKUP('1. Eff Raw Data'!S2825,'CAS#check'!A$2:A$190,1,FALSE)","v":{"$error":"#N/A"}},1]
[null,null,{"$f":"VLOOKUP('1. Eff Raw Data'!S2826,'CAS#check'!A$2:A$190,1,FALSE)","v":{"$error":"#N/A"}},1]
[null,null,{"$f":"VLOOKUP('1. Eff Raw Data'!S2827,'CAS#check'!A$2:A$190,1,FALSE)","v":{"$error":"#N/A"}},1]
[null,null,{"$f":"VLOOKUP('1. Eff Raw Data'!S2828,'CAS#check'!A$2:A$190,1,FALSE)","v":{"$error":"#N/A"}},1]
[null,null,{"$f":"VLOOKUP('1. Eff Raw Data'!S2829,'CAS#check'!A$2:A$190,1,FALSE)","v":{"$error":"#N/A"}},1]
[null,null,{"$f":"VLOOKUP('1. Eff Raw Data'!S2830,'CAS#check'!A$2:A$190,1,FALSE)","v":{"$error":"#N/A"}},1]
[null,null,{"$f":"VLOOKUP('1. Eff Raw Data'!S2831,'CAS#check'!A$2:A$190,1,FALSE)","v":{"$error":"#N/A"}},1]
[null,null,{"$f":"VLOOKUP('1. Eff Raw Data'!S2832,'CAS#check'!A$2:A$190,1,FALSE)","v":{"$error":"#N/A"}},1]
[null,null,{"$f":"VLOOKUP('1. Eff Raw Data'!S2833,'CAS#check'!A$2:A$190,1,FALSE)","v":{"$error":"#N/A"}},1]
[null,null,{"$f":"VLOOKUP('1. Eff Raw Data'!S2834,'CAS#check'!A$2:A$190,1,FALSE)","v":{"$error":"#N/A"}},1]
[null,null,{"$f":"VLOOKUP('1. Eff Raw Data'!S2835,'CAS#check'!A$2:A$190,1,FALSE)","v":{"$error":"#N/A"}},1]
[null,null,{"$f":"VLOOKUP('1. Eff Raw Data'!S2836,'CAS#check'!A$2:A$190,1,FALSE)","v":{"$error":"#N/A"}},1]
[null,null,{"$f":"VLOOKUP('1. Eff Raw Data'!S2837,'CAS#check'!A$2:A$190,1,FALSE)","v":{"$error":"#N/A"}},1]
[null,null,{"$f":"VLOOKUP('1. Eff Raw Data'!S2838,'CAS#check'!A$2:A$190,1,FALSE)","v":{"$error":"#N/A"}},1]
[null,null,{"$f":"VLOOKUP('1. Eff Raw Data'!S2839,'CAS#check'!A$2:A$190,1,FALSE)","v":{"$error":"#N/A"}},1]
[null,null,{"$f":"VLOOKUP('1. Eff Raw Data'!S2840,'CAS#check'!A$2:A$190,1,FALSE)","v":{"$error":"#N/A"}},1]
[null,null,{"$f":"VLOOKUP('1. Eff Raw Data'!S2841,'CAS#check'!A$2:A$190,1,FALSE)","v":{"$error":"#N/A"}},1]
[null,null,{"$f":"VLOOKUP('1. Eff Raw Data'!S2842,'CAS#check'!A$2:A$190,1,FALSE)","v":{"$error":"#N/A"}},1]
[null,null,{"$f":"VLOOKUP('1. Eff Raw Data'!S2843,'CAS#check'!A$2:A$190,1,FALSE)","v":{"$error":"#N/A"}},1]
[null,null,{"$f":"VLOOKUP('1. Eff Raw Data'!S2844,'CAS#check'!A$2:A$190,1,FALSE)","v":{"$error":"#N/A"}},1]
[null,null,{"$f":"VLOOKUP('1. Eff Raw Data'!S2845,'CAS#check'!A$2:A$190,1,FALSE)","v":{"$error":"#N/A"}},1]
[null,null,{"$f":"VLOOKUP('1. Eff Raw Data'!S2846,'CAS#check'!A$2:A$190,1,FALSE)","v":{"$error":"#N/A"}},1]
[null,null,{"$f":"VLOOKUP('1. Eff Raw Data'!S2847,'CAS#check'!A$2:A$190,1,FALSE)","v":{"$error":"#N/A"}},1]
[null,null,{"$f":"VLOOKUP('1. Eff Raw Data'!S2848,'CAS#check'!A$2:A$190,1,FALSE)","v":{"$error":"#N/A"}},1]
[null,null,{"$f":"VLOOKUP('1. Eff Raw Data'!S2849,'CAS#check'!A$2:A$190,1,FALSE)","v":{"$error":"#N/A"}},1]
[null,null,{"$f":"VLOOKUP('1. Eff Raw Data'!S2850,'CAS#check'!A$2:A$190,1,FALSE)","v":{"$error":"#N/A"}},1]
[null,null,{"$f":"VLOOKUP('1. Eff Raw Data'!S2851,'CAS#check'!A$2:A$190,1,FALSE)","v":{"$error":"#N/A"}},1]
[null,null,{"$f":"VLOOKUP('1. Eff Raw Data'!S2852,'CAS#check'!A$2:A$190,1,FALSE)","v":{"$error":"#N/A"}},1]
[null,null,{"$f":"VLOOKUP('1. Eff Raw Data'!S2853,'CAS#check'!A$2:A$190,1,FALSE)","v":{"$error":"#N/A"}},1]
[null,null,{"$f":"VLOOKUP('1. Eff Raw Data'!S2854,'CAS#check'!A$2:A$190,1,FALSE)","v":{"$error":"#N/A"}},1]
[null,null,{"$f":"VLOOKUP('1. Eff Raw Data'!S2855,'CAS#check'!A$2:A$190,1,FALSE)","v":{"$error":"#N/A"}},1]
[null,null,{"$f":"VLOOKUP('1. Eff Raw Data'!S2856,'CAS#check'!A$2:A$190,1,FALSE)","v":{"$error":"#N/A"}},1]
[null,null,{"$f":"VLOOKUP('1. Eff Raw Data'!S2857,'CAS#check'!A$2:A$190,1,FALSE)","v":{"$error":"#N/A"}},1]
[null,null,{"$f":"VLOOKUP('1. Eff Raw Data'!S2858,'CAS#check'!A$2:A$190,1,FALSE)","v":{"$error":"#N/A"}},1]
[null,null,{"$f":"VLOOKUP('1. Eff Raw Data'!S2859,'CAS#check'!A$2:A$190,1,FALSE)","v":{"$error":"#N/A"}},1]
[null,null,{"$f":"VLOOKUP('1. Eff Raw Data'!S2860,'CAS#check'!A$2:A$190,1,FALSE)","v":{"$error":"#N/A"}},1]
[null,null,{"$f":"VLOOKUP('1. Eff Raw Data'!S2861,'CAS#check'!A$2:A$190,1,FALSE)","v":{"$error":"#N/A"}},1]
[null,null,{"$f":"VLOOKUP('1. Eff Raw Data'!S2862,'CAS#check'!A$2:A$190,1,FALSE)","v":{"$error":"#N/A"}},1]
[null,null,{"$f":"VLOOKUP('1. Eff Raw Data'!S2863,'CAS#check'!A$2:A$190,1,FALSE)","v":{"$error":"#N/A"}},1]
[null,null,{"$f":"VLOOKUP('1. Eff Raw Data'!S2864,'CAS#check'!A$2:A$190,1,FALSE)","v":{"$error":"#N/A"}},1]
[null,null,{"$f":"VLOOKUP('1. Eff Raw Data'!S2865,'CAS#check'!A$2:A$190,1,FALSE)","v":{"$error":"#N/A"}},1]
[null,null,{"$f":"VLOOKUP('1. Eff Raw Data'!S2866,'CAS#check'!A$2:A$190,1,FALSE)","v":{"$error":"#N/A"}},1]
[null,null,{"$f":"VLOOKUP('1. Eff Raw Data'!S2867,'CAS#check'!A$2:A$190,1,FALSE)","v":{"$error":"#N/A"}},1]
[null,null,{"$f":"VLOOKUP('1. Eff Raw Data'!S2868,'CAS#check'!A$2:A$190,1,FALSE)","v":{"$error":"#N/A"}},1]
[null,null,{"$f":"VLOOKUP('1. Eff Raw Data'!S2869,'CAS#check'!A$2:A$190,1,FALSE)","v":{"$error":"#N/A"}},1]
[null,null,{"$f":"VLOOKUP('1. Eff Raw Data'!S2870,'CAS#check'!A$2:A$190,1,FALSE)","v":{"$error":"#N/A"}},1]
[null,null,{"$f":"VLOOKUP('1. Eff Raw Data'!S2871,'CAS#check'!A$2:A$190,1,FALSE)","v":{"$error":"#N/A"}},1]
[null,null,{"$f":"VLOOKUP('1. Eff Raw Data'!S2872,'CAS#check'!A$2:A$190,1,FALSE)","v":{"$error":"#N/A"}},1]
[null,null,{"$f":"VLOOKUP('1. Eff Raw Data'!S2873,'CAS#check'!A$2:A$190,1,FALSE)","v":{"$error":"#N/A"}},1]
[null,null,{"$f":"VLOOKUP('1. Eff Raw Data'!S2874,'CAS#check'!A$2:A$190,1,FALSE)","v":{"$error":"#N/A"}},1]
[null,null,{"$f":"VLOOKUP('1. Eff Raw Data'!S2875,'CAS#check'!A$2:A$190,1,FALSE)","v":{"$error":"#N/A"}},1]
[null,null,{"$f":"VLOOKUP('1. Eff Raw Data'!S2876,'CAS#check'!A$2:A$190,1,FALSE)","v":{"$error":"#N/A"}},1]
[null,null,{"$f":"VLOOKUP('1. Eff Raw Data'!S2877,'CAS#check'!A$2:A$190,1,FALSE)","v":{"$error":"#N/A"}},1]
[null,null,{"$f":"VLOOKUP('1. Eff Raw Data'!S2878,'CAS#check'!A$2:A$190,1,FALSE)","v":{"$error":"#N/A"}},1]
[null,null,{"$f":"VLOOKUP('1. Eff Raw Data'!S2879,'CAS#check'!A$2:A$190,1,FALSE)","v":{"$error":"#N/A"}},1]
[null,null,{"$f":"VLOOKUP('1. Eff Raw Data'!S2880,'CAS#check'!A$2:A$190,1,FALSE)","v":{"$error":"#N/A"}},1]
[null,null,{"$f":"VLOOKUP('1. Eff Raw Data'!S2881,'CAS#check'!A$2:A$190,1,FALSE)","v":{"$error":"#N/A"}},1]
[null,null,{"$f":"VLOOKUP('1. Eff Raw Data'!S2882,'CAS#check'!A$2:A$190,1,FALSE)","v":{"$error":"#N/A"}},1]
[null,null,{"$f":"VLOOKUP('1. Eff Raw Data'!S2883,'CAS#check'!A$2:A$190,1,FALSE)","v":{"$error":"#N/A"}},1]
[null,null,{"$f":"VLOOKUP('1. Eff Raw Data'!S2884,'CAS#check'!A$2:A$190,1,FALSE)","v":{"$error":"#N/A"}},1]
[null,null,{"$f":"VLOOKUP('1. Eff Raw Data'!S2885,'CAS#check'!A$2:A$190,1,FALSE)","v":{"$error":"#N/A"}},{"$f":"IFERROR(_xlfn.IFNA(0*C2885,1),0)","v":1}]
[null,null,{"$f":"VLOOKUP('1. Eff Raw Data'!S2886,'CAS#check'!A$2:A$190,1,FALSE)","v":{"$error":"#N/A"}},1]
[null,null,{"$f":"VLOOKUP('1. Eff Raw Data'!S2887,'CAS#check'!A$2:A$190,1,FALSE)","v":{"$error":"#N/A"}},1]
[null,null,{"$f":"VLOOKUP('1. Eff Raw Data'!S2888,'CAS#check'!A$2:A$190,1,FALSE)","v":{"$error":"#N/A"}},1]
[null,null,{"$f":"VLOOKUP('1. Eff Raw Data'!S2889,'CAS#check'!A$2:A$190,1,FALSE)","v":{"$error":"#N/A"}},1]
[null,null,{"$f":"VLOOKUP('1. Eff Raw Data'!S2890,'CAS#check'!A$2:A$190,1,FALSE)","v":{"$error":"#N/A"}},1]
[null,null,{"$f":"VLOOKUP('1. Eff Raw Data'!S2891,'CAS#check'!A$2:A$190,1,FALSE)","v":{"$error":"#N/A"}},1]
[null,null,{"$f":"VLOOKUP('1. Eff Raw Data'!S2892,'CAS#check'!A$2:A$190,1,FALSE)","v":{"$error":"#N/A"}},1]
[null,null,{"$f":"VLOOKUP('1. Eff Raw Data'!S2893,'CAS#check'!A$2:A$190,1,FALSE)","v":{"$error":"#N/A"}},1]
[null,null,{"$f":"VLOOKUP('1. Eff Raw Data'!S2894,'CAS#check'!A$2:A$190,1,FALSE)","v":{"$error":"#N/A"}},1]
[null,null,{"$f":"VLOOKUP('1. Eff Raw Data'!S2895,'CAS#check'!A$2:A$190,1,FALSE)","v":{"$error":"#N/A"}},1]
[null,null,{"$f":"VLOOKUP('1. Eff Raw Data'!S2896,'CAS#check'!A$2:A$190,1,FALSE)","v":{"$error":"#N/A"}},1]
[null,null,{"$f":"VLOOKUP('1. Eff Raw Data'!S2897,'CAS#check'!A$2:A$190,1,FALSE)","v":{"$error":"#N/A"}},1]
[null,null,{"$f":"VLOOKUP('1. Eff Raw Data'!S2898,'CAS#check'!A$2:A$190,1,FALSE)","v":{"$error":"#N/A"}},1]
[null,null,{"$f":"VLOOKUP('1. Eff Raw Data'!S2899,'CAS#check'!A$2:A$190,1,FALSE)","v":{"$error":"#N/A"}},1]
[null,null,{"$f":"VLOOKUP('1. Eff Raw Data'!S2900,'CAS#check'!A$2:A$190,1,FALSE)","v":{"$error":"#N/A"}},1]
[null,null,{"$f":"VLOOKUP('1. Eff Raw Data'!S2901,'CAS#check'!A$2:A$190,1,FALSE)","v":{"$error":"#N/A"}},1]
[null,null,{"$f":"VLOOKUP('1. Eff Raw Data'!S2902,'CAS#check'!A$2:A$190,1,FALSE)","v":{"$error":"#N/A"}},1]
[null,null,{"$f":"VLOOKUP('1. Eff Raw Data'!S2903,'CAS#check'!A$2:A$190,1,FALSE)","v":{"$error":"#N/A"}},1]
[null,null,{"$f":"VLOOKUP('1. Eff Raw Data'!S2904,'CAS#check'!A$2:A$190,1,FALSE)","v":{"$error":"#N/A"}},1]
[null,null,{"$f":"VLOOKUP('1. Eff Raw Data'!S2905,'CAS#check'!A$2:A$190,1,FALSE)","v":{"$error":"#N/A"}},1]
[null,null,{"$f":"VLOOKUP('1. Eff Raw Data'!S2906,'CAS#check'!A$2:A$190,1,FALSE)","v":{"$error":"#N/A"}},1]
[null,null,{"$f":"VLOOKUP('1. Eff Raw Data'!S2907,'CAS#check'!A$2:A$190,1,FALSE)","v":{"$error":"#N/A"}},1]
[null,null,{"$f":"VLOOKUP('1. Eff Raw Data'!S2908,'CAS#check'!A$2:A$190,1,FALSE)","v":{"$error":"#N/A"}},1]
[null,null,{"$f":"VLOOKUP('1. Eff Raw Data'!S2909,'CAS#check'!A$2:A$190,1,FALSE)","v":{"$error":"#N/A"}},1]
[null,null,{"$f":"VLOOKUP('1. Eff Raw Data'!S2910,'CAS#check'!A$2:A$190,1,FALSE)","v":{"$error":"#N/A"}},1]
[null,null,{"$f":"VLOOKUP('1. Eff Raw Data'!S2911,'CAS#check'!A$2:A$190,1,FALSE)","v":{"$error":"#N/A"}},1]
[null,null,{"$f":"VLOOKUP('1. Eff Raw Data'!S2912,'CAS#check'!A$2:A$190,1,FALSE)","v":{"$error":"#N/A"}},1]
[null,null,{"$f":"VLOOKUP('1. Eff Raw Data'!S2913,'CAS#check'!A$2:A$190,1,FALSE)","v":{"$error":"#N/A"}},1]
[null,null,{"$f":"VLOOKUP('1. Eff Raw Data'!S2914,'CAS#check'!A$2:A$190,1,FALSE)","v":{"$error":"#N/A"}},1]
[null,null,{"$f":"VLOOKUP('1. Eff Raw Data'!S2915,'CAS#check'!A$2:A$190,1,FALSE)","v":{"$error":"#N/A"}},1]
[null,null,{"$f":"VLOOKUP('1. Eff Raw Data'!S2916,'CAS#check'!A$2:A$190,1,FALSE)","v":{"$error":"#N/A"}},1]
[null,null,{"$f":"VLOOKUP('1. Eff Raw Data'!S2917,'CAS#check'!A$2:A$190,1,FALSE)","v":{"$error":"#N/A"}},1]
[null,null,{"$f":"VLOOKUP('1. Eff Raw Data'!S2918,'CAS#check'!A$2:A$190,1,FALSE)","v":{"$error":"#N/A"}},1]
[null,null,{"$f":"VLOOKUP('1. Eff Raw Data'!S2919,'CAS#check'!A$2:A$190,1,FALSE)","v":{"$error":"#N/A"}},1]
[null,null,{"$f":"VLOOKUP('1. Eff Raw Data'!S2920,'CAS#check'!A$2:A$190,1,FALSE)","v":{"$error":"#N/A"}},1]
[null,null,{"$f":"VLOOKUP('1. Eff Raw Data'!S2921,'CAS#check'!A$2:A$190,1,FALSE)","v":{"$error":"#N/A"}},1]
[null,null,{"$f":"VLOOKUP('1. Eff Raw Data'!S2922,'CAS#check'!A$2:A$190,1,FALSE)","v":{"$error":"#N/A"}},1]
[null,null,{"$f":"VLOOKUP('1. Eff Raw Data'!S2923,'CAS#check'!A$2:A$190,1,FALSE)","v":{"$error":"#N/A"}},1]
[null,null,{"$f":"VLOOKUP('1. Eff Raw Data'!S2924,'CAS#check'!A$2:A$190,1,FALSE)","v":{"$error":"#N/A"}},1]
[null,null,{"$f":"VLOOKUP('1. Eff Raw Data'!S2925,'CAS#check'!A$2:A$190,1,FALSE)","v":{"$error":"#N/A"}},1]
[null,null,{"$f":"VLOOKUP('1. Eff Raw Data'!S2926,'CAS#check'!A$2:A$190,1,FALSE)","v":{"$error":"#N/A"}},1]
[null,null,{"$f":"VLOOKUP('1. Eff Raw Data'!S2927,'CAS#check'!A$2:A$190,1,FALSE)","v":{"$error":"#N/A"}},1]
[null,null,{"$f":"VLOOKUP('1. Eff Raw Data'!S2928,'CAS#check'!A$2:A$190,1,FALSE)","v":{"$error":"#N/A"}},1]
[null,null,{"$f":"VLOOKUP('1. Eff Raw Data'!S2929,'CAS#check'!A$2:A$190,1,FALSE)","v":{"$error":"#N/A"}},1]
[null,null,{"$f":"VLOOKUP('1. Eff Raw Data'!S2930,'CAS#check'!A$2:A$190,1,FALSE)","v":{"$error":"#N/A"}},1]
[null,null,{"$f":"VLOOKUP('1. Eff Raw Data'!S2931,'CAS#check'!A$2:A$190,1,FALSE)","v":{"$error":"#N/A"}},1]
[null,null,{"$f":"VLOOKUP('1. Eff Raw Data'!S2932,'CAS#check'!A$2:A$190,1,FALSE)","v":{"$error":"#N/A"}},1]
[null,null,{"$f":"VLOOKUP('1. Eff Raw Data'!S2933,'CAS#check'!A$2:A$190,1,FALSE)","v":{"$error":"#N/A"}},1]
[null,null,{"$f":"VLOOKUP('1. Eff Raw Data'!S2934,'CAS#check'!A$2:A$190,1,FALSE)","v":{"$error":"#N/A"}},1]
[null,null,{"$f":"VLOOKUP('1. Eff Raw Data'!S2935,'CAS#check'!A$2:A$190,1,FALSE)","v":{"$error":"#N/A"}},1]
[null,null,{"$f":"VLOOKUP('1. Eff Raw Data'!S2936,'CAS#check'!A$2:A$190,1,FALSE)","v":{"$error":"#N/A"}},1]
[null,null,{"$f":"VLOOKUP('1. Eff Raw Data'!S2937,'CAS#check'!A$2:A$190,1,FALSE)","v":{"$error":"#N/A"}},1]
[null,null,{"$f":"VLOOKUP('1. Eff Raw Data'!S2938,'CAS#check'!A$2:A$190,1,FALSE)","v":{"$error":"#N/A"}},1]
[null,null,{"$f":"VLOOKUP('1. Eff Raw Data'!S2939,'CAS#check'!A$2:A$190,1,FALSE)","v":{"$error":"#N/A"}},1]
[null,null,{"$f":"VLOOKUP('1. Eff Raw Data'!S2940,'CAS#check'!A$2:A$190,1,FALSE)","v":{"$error":"#N/A"}},1]
[null,null,{"$f":"VLOOKUP('1. Eff Raw Data'!S2941,'CAS#check'!A$2:A$190,1,FALSE)","v":{"$error":"#N/A"}},1]
[null,null,{"$f":"VLOOKUP('1. Eff Raw Data'!S2942,'CAS#check'!A$2:A$190,1,FALSE)","v":{"$error":"#N/A"}},1]
[null,null,{"$f":"VLOOKUP('1. Eff Raw Data'!S2943,'CAS#check'!A$2:A$190,1,FALSE)","v":{"$error":"#N/A"}},1]
[null,null,{"$f":"VLOOKUP('1. Eff Raw Data'!S2944,'CAS#check'!A$2:A$190,1,FALSE)","v":{"$error":"#N/A"}},1]
[null,null,{"$f":"VLOOKUP('1. Eff Raw Data'!S2945,'CAS#check'!A$2:A$190,1,FALSE)","v":{"$error":"#N/A"}},1]
[null,null,{"$f":"VLOOKUP('1. Eff Raw Data'!S2946,'CAS#check'!A$2:A$190,1,FALSE)","v":{"$error":"#N/A"}},1]
[null,null,{"$f":"VLOOKUP('1. Eff Raw Data'!S2947,'CAS#check'!A$2:A$190,1,FALSE)","v":{"$error":"#N/A"}},1]
[null,null,{"$f":"VLOOKUP('1. Eff Raw Data'!S2948,'CAS#check'!A$2:A$190,1,FALSE)","v":{"$error":"#N/A"}},1]
[null,null,{"$f":"VLOOKUP('1. Eff Raw Data'!S2949,'CAS#check'!A$2:A$190,1,FALSE)","v":{"$error":"#N/A"}},{"$f":"IFERROR(_xlfn.IFNA(0*C2949,1),0)","v":1}]
[null,null,{"$f":"VLOOKUP('1. Eff Raw Data'!S2950,'CAS#check'!A$2:A$190,1,FALSE)","v":{"$error":"#N/A"}},1]
[null,null,{"$f":"VLOOKUP('1. Eff Raw Data'!S2951,'CAS#check'!A$2:A$190,1,FALSE)","v":{"$error":"#N/A"}},1]
[null,null,{"$f":"VLOOKUP('1. Eff Raw Data'!S2952,'CAS#check'!A$2:A$190,1,FALSE)","v":{"$error":"#N/A"}},1]
[null,null,{"$f":"VLOOKUP('1. Eff Raw Data'!S2953,'CAS#check'!A$2:A$190,1,FALSE)","v":{"$error":"#N/A"}},1]
[null,null,{"$f":"VLOOKUP('1. Eff Raw Data'!S2954,'CAS#check'!A$2:A$190,1,FALSE)","v":{"$error":"#N/A"}},1]
[null,null,{"$f":"VLOOKUP('1. Eff Raw Data'!S2955,'CAS#check'!A$2:A$190,1,FALSE)","v":{"$error":"#N/A"}},1]
[null,null,{"$f":"VLOOKUP('1. Eff Raw Data'!S2956,'CAS#check'!A$2:A$190,1,FALSE)","v":{"$error":"#N/A"}},1]
[null,null,{"$f":"VLOOKUP('1. Eff Raw Data'!S2957,'CAS#check'!A$2:A$190,1,FALSE)","v":{"$error":"#N/A"}},1]
[null,null,{"$f":"VLOOKUP('1. Eff Raw Data'!S2958,'CAS#check'!A$2:A$190,1,FALSE)","v":{"$error":"#N/A"}},1]
[null,null,{"$f":"VLOOKUP('1. Eff Raw Data'!S2959,'CAS#check'!A$2:A$190,1,FALSE)","v":{"$error":"#N/A"}},1]
[null,null,{"$f":"VLOOKUP('1. Eff Raw Data'!S2960,'CAS#check'!A$2:A$190,1,FALSE)","v":{"$error":"#N/A"}},1]
[null,null,{"$f":"VLOOKUP('1. Eff Raw Data'!S2961,'CAS#check'!A$2:A$190,1,FALSE)","v":{"$error":"#N/A"}},1]
[null,null,{"$f":"VLOOKUP('1. Eff Raw Data'!S2962,'CAS#check'!A$2:A$190,1,FALSE)","v":{"$error":"#N/A"}},1]
[null,null,{"$f":"VLOOKUP('1. Eff Raw Data'!S2963,'CAS#check'!A$2:A$190,1,FALSE)","v":{"$error":"#N/A"}},1]
[null,null,{"$f":"VLOOKUP('1. Eff Raw Data'!S2964,'CAS#check'!A$2:A$190,1,FALSE)","v":{"$error":"#N/A"}},1]
[null,null,{"$f":"VLOOKUP('1. Eff Raw Data'!S2965,'CAS#check'!A$2:A$190,1,FALSE)","v":{"$error":"#N/A"}},1]
[null,null,{"$f":"VLOOKUP('1. Eff Raw Data'!S2966,'CAS#check'!A$2:A$190,1,FALSE)","v":{"$error":"#N/A"}},1]
[null,null,{"$f":"VLOOKUP('1. Eff Raw Data'!S2967,'CAS#check'!A$2:A$190,1,FALSE)","v":{"$error":"#N/A"}},1]
[null,null,{"$f":"VLOOKUP('1. Eff Raw Data'!S2968,'CAS#check'!A$2:A$190,1,FALSE)","v":{"$error":"#N/A"}},1]
[null,null,{"$f":"VLOOKUP('1. Eff Raw Data'!S2969,'CAS#check'!A$2:A$190,1,FALSE)","v":{"$error":"#N/A"}},1]
[null,null,{"$f":"VLOOKUP('1. Eff Raw Data'!S2970,'CAS#check'!A$2:A$190,1,FALSE)","v":{"$error":"#N/A"}},1]
[null,null,{"$f":"VLOOKUP('1. Eff Raw Data'!S2971,'CAS#check'!A$2:A$190,1,FALSE)","v":{"$error":"#N/A"}},1]
[null,null,{"$f":"VLOOKUP('1. Eff Raw Data'!S2972,'CAS#check'!A$2:A$190,1,FALSE)","v":{"$error":"#N/A"}},1]
[null,null,{"$f":"VLOOKUP('1. Eff Raw Data'!S2973,'CAS#check'!A$2:A$190,1,FALSE)","v":{"$error":"#N/A"}},1]
[null,null,{"$f":"VLOOKUP('1. Eff Raw Data'!S2974,'CAS#check'!A$2:A$190,1,FALSE)","v":{"$error":"#N/A"}},1]
[null,null,{"$f":"VLOOKUP('1. Eff Raw Data'!S2975,'CAS#check'!A$2:A$190,1,FALSE)","v":{"$error":"#N/A"}},1]
[null,null,{"$f":"VLOOKUP('1. Eff Raw Data'!S2976,'CAS#check'!A$2:A$190,1,FALSE)","v":{"$error":"#N/A"}},1]
[null,null,{"$f":"VLOOKUP('1. Eff Raw Data'!S2977,'CAS#check'!A$2:A$190,1,FALSE)","v":{"$error":"#N/A"}},1]
[null,null,{"$f":"VLOOKUP('1. Eff Raw Data'!S2978,'CAS#check'!A$2:A$190,1,FALSE)","v":{"$error":"#N/A"}},1]
[null,null,{"$f":"VLOOKUP('1. Eff Raw Data'!S2979,'CAS#check'!A$2:A$190,1,FALSE)","v":{"$error":"#N/A"}},1]
[null,null,{"$f":"VLOOKUP('1. Eff Raw Data'!S2980,'CAS#check'!A$2:A$190,1,FALSE)","v":{"$error":"#N/A"}},1]
[null,null,{"$f":"VLOOKUP('1. Eff Raw Data'!S2981,'CAS#check'!A$2:A$190,1,FALSE)","v":{"$error":"#N/A"}},1]
[null,null,{"$f":"VLOOKUP('1. Eff Raw Data'!S2982,'CAS#check'!A$2:A$190,1,FALSE)","v":{"$error":"#N/A"}},1]
[null,null,{"$f":"VLOOKUP('1. Eff Raw Data'!S2983,'CAS#check'!A$2:A$190,1,FALSE)","v":{"$error":"#N/A"}},1]
[null,null,{"$f":"VLOOKUP('1. Eff Raw Data'!S2984,'CAS#check'!A$2:A$190,1,FALSE)","v":{"$error":"#N/A"}},1]
[null,null,{"$f":"VLOOKUP('1. Eff Raw Data'!S2985,'CAS#check'!A$2:A$190,1,FALSE)","v":{"$error":"#N/A"}},1]
[null,null,{"$f":"VLOOKUP('1. Eff Raw Data'!S2986,'CAS#check'!A$2:A$190,1,FALSE)","v":{"$error":"#N/A"}},1]
[null,null,{"$f":"VLOOKUP('1. Eff Raw Data'!S2987,'CAS#check'!A$2:A$190,1,FALSE)","v":{"$error":"#N/A"}},1]
[null,null,{"$f":"VLOOKUP('1. Eff Raw Data'!S2988,'CAS#check'!A$2:A$190,1,FALSE)","v":{"$error":"#N/A"}},1]
[null,null,{"$f":"VLOOKUP('1. Eff Raw Data'!S2989,'CAS#check'!A$2:A$190,1,FALSE)","v":{"$error":"#N/A"}},1]
[null,null,{"$f":"VLOOKUP('1. Eff Raw Data'!S2990,'CAS#check'!A$2:A$190,1,FALSE)","v":{"$error":"#N/A"}},1]
[null,null,{"$f":"VLOOKUP('1. Eff Raw Data'!S2991,'CAS#check'!A$2:A$190,1,FALSE)","v":{"$error":"#N/A"}},1]
[null,null,{"$f":"VLOOKUP('1. Eff Raw Data'!S2992,'CAS#check'!A$2:A$190,1,FALSE)","v":{"$error":"#N/A"}},1]
[null,null,{"$f":"VLOOKUP('1. Eff Raw Data'!S2993,'CAS#check'!A$2:A$190,1,FALSE)","v":{"$error":"#N/A"}},1]
[null,null,{"$f":"VLOOKUP('1. Eff Raw Data'!S2994,'CAS#check'!A$2:A$190,1,FALSE)","v":{"$error":"#N/A"}},1]
[null,null,{"$f":"VLOOKUP('1. Eff Raw Data'!S2995,'CAS#check'!A$2:A$190,1,FALSE)","v":{"$error":"#N/A"}},1]
[null,null,{"$f":"VLOOKUP('1. Eff Raw Data'!S2996,'CAS#check'!A$2:A$190,1,FALSE)","v":{"$error":"#N/A"}},1]
[null,null,{"$f":"VLOOKUP('1. Eff Raw Data'!S2997,'CAS#check'!A$2:A$190,1,FALSE)","v":{"$error":"#N/A"}},1]
[null,null,{"$f":"VLOOKUP('1. Eff Raw Data'!S2998,'CAS#check'!A$2:A$190,1,FALSE)","v":{"$error":"#N/A"}},1]
[null,null,{"$f":"VLOOKUP('1. Eff Raw Data'!S2999,'CAS#check'!A$2:A$190,1,FALSE)","v":{"$error":"#N/A"}},1]
[null,null,{"$f":"VLOOKUP('1. Eff Raw Data'!S3000,'CAS#check'!A$2:A$190,1,FALSE)","v":{"$error":"#N/A"}},1]
[null,null,{"$f":"VLOOKUP('1. Eff Raw Data'!S3001,'CAS#check'!A$2:A$190,1,FALSE)","v":{"$error":"#N/A"}},1]
[null,null,{"$f":"VLOOKUP('1. Eff Raw Data'!S3002,'CAS#check'!A$2:A$190,1,FALSE)","v":{"$error":"#N/A"}},1]
[null,null,{"$f":"VLOOKUP('1. Eff Raw Data'!S3003,'CAS#check'!A$2:A$190,1,FALSE)","v":{"$error":"#N/A"}},1]
[null,null,{"$f":"VLOOKUP('1. Eff Raw Data'!S3004,'CAS#check'!A$2:A$190,1,FALSE)","v":{"$error":"#N/A"}},1]
[null,null,{"$f":"VLOOKUP('1. Eff Raw Data'!S3005,'CAS#check'!A$2:A$190,1,FALSE)","v":{"$error":"#N/A"}},{"$f":"IFERROR(_xlfn.IFNA(0*C3005,1),0)","v":1}]
[null,null,{"$f":"VLOOKUP('1. Eff Raw Data'!S3006,'CAS#check'!A$2:A$190,1,FALSE)","v":{"$error":"#N/A"}},1]
[null,null,{"$f":"VLOOKUP('1. Eff Raw Data'!S3007,'CAS#check'!A$2:A$190,1,FALSE)","v":{"$error":"#N/A"}},1]
[null,null,{"$f":"VLOOKUP('1. Eff Raw Data'!S3008,'CAS#check'!A$2:A$190,1,FALSE)","v":{"$error":"#N/A"}},1]
[null,null,{"$f":"VLOOKUP('1. Eff Raw Data'!S3009,'CAS#check'!A$2:A$190,1,FALSE)","v":{"$error":"#N/A"}},1]
[null,null,{"$f":"VLOOKUP('1. Eff Raw Data'!S3010,'CAS#check'!A$2:A$190,1,FALSE)","v":{"$error":"#N/A"}},1]
[null,null,{"$f":"VLOOKUP('1. Eff Raw Data'!S3011,'CAS#check'!A$2:A$190,1,FALSE)","v":{"$error":"#N/A"}},1]
[null,null,{"$f":"VLOOKUP('1. Eff Raw Data'!S3012,'CAS#check'!A$2:A$190,1,FALSE)","v":{"$error":"#N/A"}},1]
[null,null,{"$f":"VLOOKUP('1. Eff Raw Data'!S3013,'CAS#check'!A$2:A$190,1,FALSE)","v":{"$error":"#N/A"}},1]
[null,null,{"$f":"VLOOKUP('1. Eff Raw Data'!S3014,'CAS#check'!A$2:A$190,1,FALSE)","v":{"$error":"#N/A"}},1]
[null,null,{"$f":"VLOOKUP('1. Eff Raw Data'!S3015,'CAS#check'!A$2:A$190,1,FALSE)","v":{"$error":"#N/A"}},1]
[null,null,{"$f":"VLOOKUP('1. Eff Raw Data'!S3016,'CAS#check'!A$2:A$190,1,FALSE)","v":{"$error":"#N/A"}},1]
[null,null,{"$f":"VLOOKUP('1. Eff Raw Data'!S3017,'CAS#check'!A$2:A$190,1,FALSE)","v":{"$error":"#N/A"}},1]
[null,null,{"$f":"VLOOKUP('1. Eff Raw Data'!S3018,'CAS#check'!A$2:A$190,1,FALSE)","v":{"$error":"#N/A"}},1]
[null,null,{"$f":"VLOOKUP('1. Eff Raw Data'!S3019,'CAS#check'!A$2:A$190,1,FALSE)","v":{"$error":"#N/A"}},1]
[null,null,{"$f":"VLOOKUP('1. Eff Raw Data'!S3020,'CAS#check'!A$2:A$190,1,FALSE)","v":{"$error":"#N/A"}},1]
[null,null,{"$f":"VLOOKUP('1. Eff Raw Data'!S3021,'CAS#check'!A$2:A$190,1,FALSE)","v":{"$error":"#N/A"}},1]
[null,null,{"$f":"VLOOKUP('1. Eff Raw Data'!S3022,'CAS#check'!A$2:A$190,1,FALSE)","v":{"$error":"#N/A"}},1]
[null,null,{"$f":"VLOOKUP('1. Eff Raw Data'!S3023,'CAS#check'!A$2:A$190,1,FALSE)","v":{"$error":"#N/A"}},1]
[null,null,{"$f":"VLOOKUP('1. Eff Raw Data'!S3024,'CAS#check'!A$2:A$190,1,FALSE)","v":{"$error":"#N/A"}},1]
[null,null,{"$f":"VLOOKUP('1. Eff Raw Data'!S3025,'CAS#check'!A$2:A$190,1,FALSE)","v":{"$error":"#N/A"}},1]
[null,null,{"$f":"VLOOKUP('1. Eff Raw Data'!S3026,'CAS#check'!A$2:A$190,1,FALSE)","v":{"$error":"#N/A"}},1]
[null,null,{"$f":"VLOOKUP('1. Eff Raw Data'!S3027,'CAS#check'!A$2:A$190,1,FALSE)","v":{"$error":"#N/A"}},1]
[null,null,{"$f":"VLOOKUP('1. Eff Raw Data'!S3028,'CAS#check'!A$2:A$190,1,FALSE)","v":{"$error":"#N/A"}},1]
[null,null,{"$f":"VLOOKUP('1. Eff Raw Data'!S3029,'CAS#check'!A$2:A$190,1,FALSE)","v":{"$error":"#N/A"}},1]
[null,null,{"$f":"VLOOKUP('1. Eff Raw Data'!S3030,'CAS#check'!A$2:A$190,1,FALSE)","v":{"$error":"#N/A"}},1]
[null,null,{"$f":"VLOOKUP('1. Eff Raw Data'!S3031,'CAS#check'!A$2:A$190,1,FALSE)","v":{"$error":"#N/A"}},1]
[null,null,{"$f":"VLOOKUP('1. Eff Raw Data'!S3032,'CAS#check'!A$2:A$190,1,FALSE)","v":{"$error":"#N/A"}},1]
[null,null,{"$f":"VLOOKUP('1. Eff Raw Data'!S3033,'CAS#check'!A$2:A$190,1,FALSE)","v":{"$error":"#N/A"}},1]
[null,null,{"$f":"VLOOKUP('1. Eff Raw Data'!S3034,'CAS#check'!A$2:A$190,1,FALSE)","v":{"$error":"#N/A"}},1]
[null,null,{"$f":"VLOOKUP('1. Eff Raw Data'!S3035,'CAS#check'!A$2:A$190,1,FALSE)","v":{"$error":"#N/A"}},1]
[null,null,{"$f":"VLOOKUP('1. Eff Raw Data'!S3036,'CAS#check'!A$2:A$190,1,FALSE)","v":{"$error":"#N/A"}},1]
[null,null,{"$f":"VLOOKUP('1. Eff Raw Data'!S3037,'CAS#check'!A$2:A$190,1,FALSE)","v":{"$error":"#N/A"}},1]
[null,null,{"$f":"VLOOKUP('1. Eff Raw Data'!S3038,'CAS#check'!A$2:A$190,1,FALSE)","v":{"$error":"#N/A"}},1]
[null,null,{"$f":"VLOOKUP('1. Eff Raw Data'!S3039,'CAS#check'!A$2:A$190,1,FALSE)","v":{"$error":"#N/A"}},1]
[null,null,{"$f":"VLOOKUP('1. Eff Raw Data'!S3040,'CAS#check'!A$2:A$190,1,FALSE)","v":{"$error":"#N/A"}},1]
[null,null,{"$f":"VLOOKUP('1. Eff Raw Data'!S3041,'CAS#check'!A$2:A$190,1,FALSE)","v":{"$error":"#N/A"}},1]
[null,null,{"$f":"VLOOKUP('1. Eff Raw Data'!S3042,'CAS#check'!A$2:A$190,1,FALSE)","v":{"$error":"#N/A"}},1]
[null,null,{"$f":"VLOOKUP('1. Eff Raw Data'!S3043,'CAS#check'!A$2:A$190,1,FALSE)","v":{"$error":"#N/A"}},1]
[null,null,{"$f":"VLOOKUP('1. Eff Raw Data'!S3044,'CAS#check'!A$2:A$190,1,FALSE)","v":{"$error":"#N/A"}},1]
[null,null,{"$f":"VLOOKUP('1. Eff Raw Data'!S3045,'CAS#check'!A$2:A$190,1,FALSE)","v":{"$error":"#N/A"}},1]
[null,null,{"$f":"VLOOKUP('1. Eff Raw Data'!S3046,'CAS#check'!A$2:A$190,1,FALSE)","v":{"$error":"#N/A"}},1]
[null,null,{"$f":"VLOOKUP('1. Eff Raw Data'!S3047,'CAS#check'!A$2:A$190,1,FALSE)","v":{"$error":"#N/A"}},1]
[null,null,{"$f":"VLOOKUP('1. Eff Raw Data'!S3048,'CAS#check'!A$2:A$190,1,FALSE)","v":{"$error":"#N/A"}},1]
[null,null,{"$f":"VLOOKUP('1. Eff Raw Data'!S3049,'CAS#check'!A$2:A$190,1,FALSE)","v":{"$error":"#N/A"}},1]
[null,null,{"$f":"VLOOKUP('1. Eff Raw Data'!S3050,'CAS#check'!A$2:A$190,1,FALSE)","v":{"$error":"#N/A"}},1]
[null,null,{"$f":"VLOOKUP('1. Eff Raw Data'!S3051,'CAS#check'!A$2:A$190,1,FALSE)","v":{"$error":"#N/A"}},1]
[null,null,{"$f":"VLOOKUP('1. Eff Raw Data'!S3052,'CAS#check'!A$2:A$190,1,FALSE)","v":{"$error":"#N/A"}},1]
[null,null,{"$f":"VLOOKUP('1. Eff Raw Data'!S3053,'CAS#check'!A$2:A$190,1,FALSE)","v":{"$error":"#N/A"}},1]
[null,null,{"$f":"VLOOKUP('1. Eff Raw Data'!S3054,'CAS#check'!A$2:A$190,1,FALSE)","v":{"$error":"#N/A"}},1]
[null,null,{"$f":"VLOOKUP('1. Eff Raw Data'!S3055,'CAS#check'!A$2:A$190,1,FALSE)","v":{"$error":"#N/A"}},1]
[null,null,{"$f":"VLOOKUP('1. Eff Raw Data'!S3056,'CAS#check'!A$2:A$190,1,FALSE)","v":{"$error":"#N/A"}},1]
[null,null,{"$f":"VLOOKUP('1. Eff Raw Data'!S3057,'CAS#check'!A$2:A$190,1,FALSE)","v":{"$error":"#N/A"}},1]
[null,null,{"$f":"VLOOKUP('1. Eff Raw Data'!S3058,'CAS#check'!A$2:A$190,1,FALSE)","v":{"$error":"#N/A"}},1]
[null,null,{"$f":"VLOOKUP('1. Eff Raw Data'!S3059,'CAS#check'!A$2:A$190,1,FALSE)","v":{"$error":"#N/A"}},1]
[null,null,{"$f":"VLOOKUP('1. Eff Raw Data'!S3060,'CAS#check'!A$2:A$190,1,FALSE)","v":{"$error":"#N/A"}},1]
[null,null,{"$f":"VLOOKUP('1. Eff Raw Data'!S3061,'CAS#check'!A$2:A$190,1,FALSE)","v":{"$error":"#N/A"}},1]
[null,null,{"$f":"VLOOKUP('1. Eff Raw Data'!S3062,'CAS#check'!A$2:A$190,1,FALSE)","v":{"$error":"#N/A"}},1]
[null,null,{"$f":"VLOOKUP('1. Eff Raw Data'!S3063,'CAS#check'!A$2:A$190,1,FALSE)","v":{"$error":"#N/A"}},1]
[null,null,{"$f":"VLOOKUP('1. Eff Raw Data'!S3064,'CAS#check'!A$2:A$190,1,FALSE)","v":{"$error":"#N/A"}},1]
[null,null,{"$f":"VLOOKUP('1. Eff Raw Data'!S3065,'CAS#check'!A$2:A$190,1,FALSE)","v":{"$error":"#N/A"}},1]
[null,null,{"$f":"VLOOKUP('1. Eff Raw Data'!S3066,'CAS#check'!A$2:A$190,1,FALSE)","v":{"$error":"#N/A"}},1]
[null,null,{"$f":"VLOOKUP('1. Eff Raw Data'!S3067,'CAS#check'!A$2:A$190,1,FALSE)","v":{"$error":"#N/A"}},1]
[null,null,{"$f":"VLOOKUP('1. Eff Raw Data'!S3068,'CAS#check'!A$2:A$190,1,FALSE)","v":{"$error":"#N/A"}},1]
[null,null,{"$f":"VLOOKUP('1. Eff Raw Data'!S3069,'CAS#check'!A$2:A$190,1,FALSE)","v":{"$error":"#N/A"}},{"$f":"IFERROR(_xlfn.IFNA(0*C3069,1),0)","v":1}]
[null,null,{"$f":"VLOOKUP('1. Eff Raw Data'!S3070,'CAS#check'!A$2:A$190,1,FALSE)","v":{"$error":"#N/A"}},1]
[null,null,{"$f":"VLOOKUP('1. Eff Raw Data'!S3071,'CAS#check'!A$2:A$190,1,FALSE)","v":{"$error":"#N/A"}},1]
[null,null,{"$f":"VLOOKUP('1. Eff Raw Data'!S3072,'CAS#check'!A$2:A$190,1,FALSE)","v":{"$error":"#N/A"}},1]
[null,null,{"$f":"VLOOKUP('1. Eff Raw Data'!S3073,'CAS#check'!A$2:A$190,1,FALSE)","v":{"$error":"#N/A"}},1]
[null,null,{"$f":"VLOOKUP('1. Eff Raw Data'!S3074,'CAS#check'!A$2:A$190,1,FALSE)","v":{"$error":"#N/A"}},1]
[null,null,{"$f":"VLOOKUP('1. Eff Raw Data'!S3075,'CAS#check'!A$2:A$190,1,FALSE)","v":{"$error":"#N/A"}},1]
[null,null,{"$f":"VLOOKUP('1. Eff Raw Data'!S3076,'CAS#check'!A$2:A$190,1,FALSE)","v":{"$error":"#N/A"}},1]
[null,null,{"$f":"VLOOKUP('1. Eff Raw Data'!S3077,'CAS#check'!A$2:A$190,1,FALSE)","v":{"$error":"#N/A"}},1]
[null,null,{"$f":"VLOOKUP('1. Eff Raw Data'!S3078,'CAS#check'!A$2:A$190,1,FALSE)","v":{"$error":"#N/A"}},1]
[null,null,{"$f":"VLOOKUP('1. Eff Raw Data'!S3079,'CAS#check'!A$2:A$190,1,FALSE)","v":{"$error":"#N/A"}},1]
[null,null,{"$f":"VLOOKUP('1. Eff Raw Data'!S3080,'CAS#check'!A$2:A$190,1,FALSE)","v":{"$error":"#N/A"}},1]
[null,null,{"$f":"VLOOKUP('1. Eff Raw Data'!S3081,'CAS#check'!A$2:A$190,1,FALSE)","v":{"$error":"#N/A"}},1]
[null,null,{"$f":"VLOOKUP('1. Eff Raw Data'!S3082,'CAS#check'!A$2:A$190,1,FALSE)","v":{"$error":"#N/A"}},1]
[null,null,{"$f":"VLOOKUP('1. Eff Raw Data'!S3083,'CAS#check'!A$2:A$190,1,FALSE)","v":{"$error":"#N/A"}},1]
[null,null,{"$f":"VLOOKUP('1. Eff Raw Data'!S3084,'CAS#check'!A$2:A$190,1,FALSE)","v":{"$error":"#N/A"}},1]
[null,null,{"$f":"VLOOKUP('1. Eff Raw Data'!S3085,'CAS#check'!A$2:A$190,1,FALSE)","v":{"$error":"#N/A"}},1]
[null,null,{"$f":"VLOOKUP('1. Eff Raw Data'!S3086,'CAS#check'!A$2:A$190,1,FALSE)","v":{"$error":"#N/A"}},1]
[null,null,{"$f":"VLOOKUP('1. Eff Raw Data'!S3087,'CAS#check'!A$2:A$190,1,FALSE)","v":{"$error":"#N/A"}},1]
[null,null,{"$f":"VLOOKUP('1. Eff Raw Data'!S3088,'CAS#check'!A$2:A$190,1,FALSE)","v":{"$error":"#N/A"}},1]
[null,null,{"$f":"VLOOKUP('1. Eff Raw Data'!S3089,'CAS#check'!A$2:A$190,1,FALSE)","v":{"$error":"#N/A"}},1]
[null,null,{"$f":"VLOOKUP('1. Eff Raw Data'!S3090,'CAS#check'!A$2:A$190,1,FALSE)","v":{"$error":"#N/A"}},1]
[null,null,{"$f":"VLOOKUP('1. Eff Raw Data'!S3091,'CAS#check'!A$2:A$190,1,FALSE)","v":{"$error":"#N/A"}},1]
[null,null,{"$f":"VLOOKUP('1. Eff Raw Data'!S3092,'CAS#check'!A$2:A$190,1,FALSE)","v":{"$error":"#N/A"}},1]
[null,null,{"$f":"VLOOKUP('1. Eff Raw Data'!S3093,'CAS#check'!A$2:A$190,1,FALSE)","v":{"$error":"#N/A"}},1]
[null,null,{"$f":"VLOOKUP('1. Eff Raw Data'!S3094,'CAS#check'!A$2:A$190,1,FALSE)","v":{"$error":"#N/A"}},1]
[null,null,{"$f":"VLOOKUP('1. Eff Raw Data'!S3095,'CAS#check'!A$2:A$190,1,FALSE)","v":{"$error":"#N/A"}},1]
[null,null,{"$f":"VLOOKUP('1. Eff Raw Data'!S3096,'CAS#check'!A$2:A$190,1,FALSE)","v":{"$error":"#N/A"}},1]
[null,null,{"$f":"VLOOKUP('1. Eff Raw Data'!S3097,'CAS#check'!A$2:A$190,1,FALSE)","v":{"$error":"#N/A"}},1]
[null,null,{"$f":"VLOOKUP('1. Eff Raw Data'!S3098,'CAS#check'!A$2:A$190,1,FALSE)","v":{"$error":"#N/A"}},1]
[null,null,{"$f":"VLOOKUP('1. Eff Raw Data'!S3099,'CAS#check'!A$2:A$190,1,FALSE)","v":{"$error":"#N/A"}},1]
[null,null,{"$f":"VLOOKUP('1. Eff Raw Data'!S3100,'CAS#check'!A$2:A$190,1,FALSE)","v":{"$error":"#N/A"}},1]
[null,null,{"$f":"VLOOKUP('1. Eff Raw Data'!S3101,'CAS#check'!A$2:A$190,1,FALSE)","v":{"$error":"#N/A"}},1]
[null,null,{"$f":"VLOOKUP('1. Eff Raw Data'!S3102,'CAS#check'!A$2:A$190,1,FALSE)","v":{"$error":"#N/A"}},1]
[null,null,{"$f":"VLOOKUP('1. Eff Raw Data'!S3103,'CAS#check'!A$2:A$190,1,FALSE)","v":{"$error":"#N/A"}},1]
[null,null,{"$f":"VLOOKUP('1. Eff Raw Data'!S3104,'CAS#check'!A$2:A$190,1,FALSE)","v":{"$error":"#N/A"}},1]
[null,null,{"$f":"VLOOKUP('1. Eff Raw Data'!S3105,'CAS#check'!A$2:A$190,1,FALSE)","v":{"$error":"#N/A"}},1]
[null,null,{"$f":"VLOOKUP('1. Eff Raw Data'!S3106,'CAS#check'!A$2:A$190,1,FALSE)","v":{"$error":"#N/A"}},1]
[null,null,{"$f":"VLOOKUP('1. Eff Raw Data'!S3107,'CAS#check'!A$2:A$190,1,FALSE)","v":{"$error":"#N/A"}},1]
[null,null,{"$f":"VLOOKUP('1. Eff Raw Data'!S3108,'CAS#check'!A$2:A$190,1,FALSE)","v":{"$error":"#N/A"}},1]
[null,null,{"$f":"VLOOKUP('1. Eff Raw Data'!S3109,'CAS#check'!A$2:A$190,1,FALSE)","v":{"$error":"#N/A"}},1]
[null,null,{"$f":"VLOOKUP('1. Eff Raw Data'!S3110,'CAS#check'!A$2:A$190,1,FALSE)","v":{"$error":"#N/A"}},1]
[null,null,{"$f":"VLOOKUP('1. Eff Raw Data'!S3111,'CAS#check'!A$2:A$190,1,FALSE)","v":{"$error":"#N/A"}},1]
[null,null,{"$f":"VLOOKUP('1. Eff Raw Data'!S3112,'CAS#check'!A$2:A$190,1,FALSE)","v":{"$error":"#N/A"}},1]
[null,null,{"$f":"VLOOKUP('1. Eff Raw Data'!S3113,'CAS#check'!A$2:A$190,1,FALSE)","v":{"$error":"#N/A"}},1]
[null,null,{"$f":"VLOOKUP('1. Eff Raw Data'!S3114,'CAS#check'!A$2:A$190,1,FALSE)","v":{"$error":"#N/A"}},1]
[null,null,{"$f":"VLOOKUP('1. Eff Raw Data'!S3115,'CAS#check'!A$2:A$190,1,FALSE)","v":{"$error":"#N/A"}},1]
[null,null,{"$f":"VLOOKUP('1. Eff Raw Data'!S3116,'CAS#check'!A$2:A$190,1,FALSE)","v":{"$error":"#N/A"}},1]
[null,null,{"$f":"VLOOKUP('1. Eff Raw Data'!S3117,'CAS#check'!A$2:A$190,1,FALSE)","v":{"$error":"#N/A"}},1]
[null,null,{"$f":"VLOOKUP('1. Eff Raw Data'!S3118,'CAS#check'!A$2:A$190,1,FALSE)","v":{"$error":"#N/A"}},1]
[null,null,{"$f":"VLOOKUP('1. Eff Raw Data'!S3119,'CAS#check'!A$2:A$190,1,FALSE)","v":{"$error":"#N/A"}},1]
[null,null,{"$f":"VLOOKUP('1. Eff Raw Data'!S3120,'CAS#check'!A$2:A$190,1,FALSE)","v":{"$error":"#N/A"}},1]
[null,null,{"$f":"VLOOKUP('1. Eff Raw Data'!S3121,'CAS#check'!A$2:A$190,1,FALSE)","v":{"$error":"#N/A"}},1]
[null,null,{"$f":"VLOOKUP('1. Eff Raw Data'!S3122,'CAS#check'!A$2:A$190,1,FALSE)","v":{"$error":"#N/A"}},1]
[null,null,{"$f":"VLOOKUP('1. Eff Raw Data'!S3123,'CAS#check'!A$2:A$190,1,FALSE)","v":{"$error":"#N/A"}},1]
[null,null,{"$f":"VLOOKUP('1. Eff Raw Data'!S3124,'CAS#check'!A$2:A$190,1,FALSE)","v":{"$error":"#N/A"}},1]
[null,null,{"$f":"VLOOKUP('1. Eff Raw Data'!S3125,'CAS#check'!A$2:A$190,1,FALSE)","v":{"$error":"#N/A"}},1]
[null,null,{"$f":"VLOOKUP('1. Eff Raw Data'!S3126,'CAS#check'!A$2:A$190,1,FALSE)","v":{"$error":"#N/A"}},1]
[null,null,{"$f":"VLOOKUP('1. Eff Raw Data'!S3127,'CAS#check'!A$2:A$190,1,FALSE)","v":{"$error":"#N/A"}},1]
[null,null,{"$f":"VLOOKUP('1. Eff Raw Data'!S3128,'CAS#check'!A$2:A$190,1,FALSE)","v":{"$error":"#N/A"}},1]
[null,null,{"$f":"VLOOKUP('1. Eff Raw Data'!S3129,'CAS#check'!A$2:A$190,1,FALSE)","v":{"$error":"#N/A"}},1]
[null,null,{"$f":"VLOOKUP('1. Eff Raw Data'!S3130,'CAS#check'!A$2:A$190,1,FALSE)","v":{"$error":"#N/A"}},1]
[null,null,{"$f":"VLOOKUP('1. Eff Raw Data'!S3131,'CAS#check'!A$2:A$190,1,FALSE)","v":{"$error":"#N/A"}},1]
[null,null,{"$f":"VLOOKUP('1. Eff Raw Data'!S3132,'CAS#check'!A$2:A$190,1,FALSE)","v":{"$error":"#N/A"}},1]
[null,null,{"$f":"VLOOKUP('1. Eff Raw Data'!S3133,'CAS#check'!A$2:A$190,1,FALSE)","v":{"$error":"#N/A"}},{"$f":"IFERROR(_xlfn.IFNA(0*C3133,1),0)","v":1}]
[null,null,{"$f":"VLOOKUP('1. Eff Raw Data'!S3134,'CAS#check'!A$2:A$190,1,FALSE)","v":{"$error":"#N/A"}},1]
[null,null,{"$f":"VLOOKUP('1. Eff Raw Data'!S3135,'CAS#check'!A$2:A$190,1,FALSE)","v":{"$error":"#N/A"}},1]
[null,null,{"$f":"VLOOKUP('1. Eff Raw Data'!S3136,'CAS#check'!A$2:A$190,1,FALSE)","v":{"$error":"#N/A"}},1]
[null,null,{"$f":"VLOOKUP('1. Eff Raw Data'!S3137,'CAS#check'!A$2:A$190,1,FALSE)","v":{"$error":"#N/A"}},1]
[null,null,{"$f":"VLOOKUP('1. Eff Raw Data'!S3138,'CAS#check'!A$2:A$190,1,FALSE)","v":{"$error":"#N/A"}},1]
[null,null,{"$f":"VLOOKUP('1. Eff Raw Data'!S3139,'CAS#check'!A$2:A$190,1,FALSE)","v":{"$error":"#N/A"}},1]
[null,null,{"$f":"VLOOKUP('1. Eff Raw Data'!S3140,'CAS#check'!A$2:A$190,1,FALSE)","v":{"$error":"#N/A"}},1]
[null,null,{"$f":"VLOOKUP('1. Eff Raw Data'!S3141,'CAS#check'!A$2:A$190,1,FALSE)","v":{"$error":"#N/A"}},1]
[null,null,{"$f":"VLOOKUP('1. Eff Raw Data'!S3142,'CAS#check'!A$2:A$190,1,FALSE)","v":{"$error":"#N/A"}},1]
[null,null,{"$f":"VLOOKUP('1. Eff Raw Data'!S3143,'CAS#check'!A$2:A$190,1,FALSE)","v":{"$error":"#N/A"}},1]
[null,null,{"$f":"VLOOKUP('1. Eff Raw Data'!S3144,'CAS#check'!A$2:A$190,1,FALSE)","v":{"$error":"#N/A"}},1]
[null,null,{"$f":"VLOOKUP('1. Eff Raw Data'!S3145,'CAS#check'!A$2:A$190,1,FALSE)","v":{"$error":"#N/A"}},1]
[null,null,{"$f":"VLOOKUP('1. Eff Raw Data'!S3146,'CAS#check'!A$2:A$190,1,FALSE)","v":{"$error":"#N/A"}},1]
[null,null,{"$f":"VLOOKUP('1. Eff Raw Data'!S3147,'CAS#check'!A$2:A$190,1,FALSE)","v":{"$error":"#N/A"}},1]
[null,null,{"$f":"VLOOKUP('1. Eff Raw Data'!S3148,'CAS#check'!A$2:A$190,1,FALSE)","v":{"$error":"#N/A"}},1]
[null,null,{"$f":"VLOOKUP('1. Eff Raw Data'!S3149,'CAS#check'!A$2:A$190,1,FALSE)","v":{"$error":"#N/A"}},1]
[null,null,{"$f":"VLOOKUP('1. Eff Raw Data'!S3150,'CAS#check'!A$2:A$190,1,FALSE)","v":{"$error":"#N/A"}},1]
[null,null,{"$f":"VLOOKUP('1. Eff Raw Data'!S3151,'CAS#check'!A$2:A$190,1,FALSE)","v":{"$error":"#N/A"}},1]
[null,null,{"$f":"VLOOKUP('1. Eff Raw Data'!S3152,'CAS#check'!A$2:A$190,1,FALSE)","v":{"$error":"#N/A"}},1]
[null,null,{"$f":"VLOOKUP('1. Eff Raw Data'!S3153,'CAS#check'!A$2:A$190,1,FALSE)","v":{"$error":"#N/A"}},1]
[null,null,{"$f":"VLOOKUP('1. Eff Raw Data'!S3154,'CAS#check'!A$2:A$190,1,FALSE)","v":{"$error":"#N/A"}},1]
[null,null,{"$f":"VLOOKUP('1. Eff Raw Data'!S3155,'CAS#check'!A$2:A$190,1,FALSE)","v":{"$error":"#N/A"}},1]
[null,null,{"$f":"VLOOKUP('1. Eff Raw Data'!S3156,'CAS#check'!A$2:A$190,1,FALSE)","v":{"$error":"#N/A"}},1]
[null,null,{"$f":"VLOOKUP('1. Eff Raw Data'!S3157,'CAS#check'!A$2:A$190,1,FALSE)","v":{"$error":"#N/A"}},1]
[null,null,{"$f":"VLOOKUP('1. Eff Raw Data'!S3158,'CAS#check'!A$2:A$190,1,FALSE)","v":{"$error":"#N/A"}},1]
[null,null,{"$f":"VLOOKUP('1. Eff Raw Data'!S3159,'CAS#check'!A$2:A$190,1,FALSE)","v":{"$error":"#N/A"}},1]
[null,null,{"$f":"VLOOKUP('1. Eff Raw Data'!S3160,'CAS#check'!A$2:A$190,1,FALSE)","v":{"$error":"#N/A"}},1]
[null,null,{"$f":"VLOOKUP('1. Eff Raw Data'!S3161,'CAS#check'!A$2:A$190,1,FALSE)","v":{"$error":"#N/A"}},1]
[null,null,{"$f":"VLOOKUP('1. Eff Raw Data'!S3162,'CAS#check'!A$2:A$190,1,FALSE)","v":{"$error":"#N/A"}},1]
[null,null,{"$f":"VLOOKUP('1. Eff Raw Data'!S3163,'CAS#check'!A$2:A$190,1,FALSE)","v":{"$error":"#N/A"}},1]
[null,null,{"$f":"VLOOKUP('1. Eff Raw Data'!S3164,'CAS#check'!A$2:A$190,1,FALSE)","v":{"$error":"#N/A"}},1]
[null,null,{"$f":"VLOOKUP('1. Eff Raw Data'!S3165,'CAS#check'!A$2:A$190,1,FALSE)","v":{"$error":"#N/A"}},1]
[null,null,{"$f":"VLOOKUP('1. Eff Raw Data'!S3166,'CAS#check'!A$2:A$190,1,FALSE)","v":{"$error":"#N/A"}},1]
[null,null,{"$f":"VLOOKUP('1. Eff Raw Data'!S3167,'CAS#check'!A$2:A$190,1,FALSE)","v":{"$error":"#N/A"}},1]
[null,null,{"$f":"VLOOKUP('1. Eff Raw Data'!S3168,'CAS#check'!A$2:A$190,1,FALSE)","v":{"$error":"#N/A"}},1]
[null,null,{"$f":"VLOOKUP('1. Eff Raw Data'!S3169,'CAS#check'!A$2:A$190,1,FALSE)","v":{"$error":"#N/A"}},1]
[null,null,{"$f":"VLOOKUP('1. Eff Raw Data'!S3170,'CAS#check'!A$2:A$190,1,FALSE)","v":{"$error":"#N/A"}},1]
[null,null,{"$f":"VLOOKUP('1. Eff Raw Data'!S3171,'CAS#check'!A$2:A$190,1,FALSE)","v":{"$error":"#N/A"}},1]
[null,null,{"$f":"VLOOKUP('1. Eff Raw Data'!S3172,'CAS#check'!A$2:A$190,1,FALSE)","v":{"$error":"#N/A"}},1]
[null,null,{"$f":"VLOOKUP('1. Eff Raw Data'!S3173,'CAS#check'!A$2:A$190,1,FALSE)","v":{"$error":"#N/A"}},1]
[null,null,{"$f":"VLOOKUP('1. Eff Raw Data'!S3174,'CAS#check'!A$2:A$190,1,FALSE)","v":{"$error":"#N/A"}},1]
[null,null,{"$f":"VLOOKUP('1. Eff Raw Data'!S3175,'CAS#check'!A$2:A$190,1,FALSE)","v":{"$error":"#N/A"}},1]
[null,null,{"$f":"VLOOKUP('1. Eff Raw Data'!S3176,'CAS#check'!A$2:A$190,1,FALSE)","v":{"$error":"#N/A"}},1]
[null,null,{"$f":"VLOOKUP('1. Eff Raw Data'!S3177,'CAS#check'!A$2:A$190,1,FALSE)","v":{"$error":"#N/A"}},1]
[null,null,{"$f":"VLOOKUP('1. Eff Raw Data'!S3178,'CAS#check'!A$2:A$190,1,FALSE)","v":{"$error":"#N/A"}},1]
[null,null,{"$f":"VLOOKUP('1. Eff Raw Data'!S3179,'CAS#check'!A$2:A$190,1,FALSE)","v":{"$error":"#N/A"}},1]
[null,null,{"$f":"VLOOKUP('1. Eff Raw Data'!S3180,'CAS#check'!A$2:A$190,1,FALSE)","v":{"$error":"#N/A"}},1]
[null,null,{"$f":"VLOOKUP('1. Eff Raw Data'!S3181,'CAS#check'!A$2:A$190,1,FALSE)","v":{"$error":"#N/A"}},1]
[null,null,{"$f":"VLOOKUP('1. Eff Raw Data'!S3182,'CAS#check'!A$2:A$190,1,FALSE)","v":{"$error":"#N/A"}},1]
[null,null,{"$f":"VLOOKUP('1. Eff Raw Data'!S3183,'CAS#check'!A$2:A$190,1,FALSE)","v":{"$error":"#N/A"}},1]
[null,null,{"$f":"VLOOKUP('1. Eff Raw Data'!S3184,'CAS#check'!A$2:A$190,1,FALSE)","v":{"$error":"#N/A"}},1]
[null,null,{"$f":"VLOOKUP('1. Eff Raw Data'!S3185,'CAS#check'!A$2:A$190,1,FALSE)","v":{"$error":"#N/A"}},1]
[null,null,{"$f":"VLOOKUP('1. Eff Raw Data'!S3186,'CAS#check'!A$2:A$190,1,FALSE)","v":{"$error":"#N/A"}},1]
[null,null,{"$f":"VLOOKUP('1. Eff Raw Data'!S3187,'CAS#check'!A$2:A$190,1,FALSE)","v":{"$error":"#N/A"}},1]
[null,null,{"$f":"VLOOKUP('1. Eff Raw Data'!S3188,'CAS#check'!A$2:A$190,1,FALSE)","v":{"$error":"#N/A"}},1]
[null,null,{"$f":"VLOOKUP('1. Eff Raw Data'!S3189,'CAS#check'!A$2:A$190,1,FALSE)","v":{"$error":"#N/A"}},1]
[null,null,{"$f":"VLOOKUP('1. Eff Raw Data'!S3190,'CAS#check'!A$2:A$190,1,FALSE)","v":{"$error":"#N/A"}},1]
[null,null,{"$f":"VLOOKUP('1. Eff Raw Data'!S3191,'CAS#check'!A$2:A$190,1,FALSE)","v":{"$error":"#N/A"}},1]
[null,null,{"$f":"VLOOKUP('1. Eff Raw Data'!S3192,'CAS#check'!A$2:A$190,1,FALSE)","v":{"$error":"#N/A"}},1]
[null,null,{"$f":"VLOOKUP('1. Eff Raw Data'!S3193,'CAS#check'!A$2:A$190,1,FALSE)","v":{"$error":"#N/A"}},1]
[null,null,{"$f":"VLOOKUP('1. Eff Raw Data'!S3194,'CAS#check'!A$2:A$190,1,FALSE)","v":{"$error":"#N/A"}},1]
[null,null,{"$f":"VLOOKUP('1. Eff Raw Data'!S3195,'CAS#check'!A$2:A$190,1,FALSE)","v":{"$error":"#N/A"}},1]
[null,null,{"$f":"VLOOKUP('1. Eff Raw Data'!S3196,'CAS#check'!A$2:A$190,1,FALSE)","v":{"$error":"#N/A"}},1]
[null,null,{"$f":"VLOOKUP('1. Eff Raw Data'!S3197,'CAS#check'!A$2:A$190,1,FALSE)","v":{"$error":"#N/A"}},{"$f":"IFERROR(_xlfn.IFNA(0*C3197,1),0)","v":1}]
[null,null,{"$f":"VLOOKUP('1. Eff Raw Data'!S3198,'CAS#check'!A$2:A$190,1,FALSE)","v":{"$error":"#N/A"}},1]
[null,null,{"$f":"VLOOKUP('1. Eff Raw Data'!S3199,'CAS#check'!A$2:A$190,1,FALSE)","v":{"$error":"#N/A"}},1]
[null,null,{"$f":"VLOOKUP('1. Eff Raw Data'!S3200,'CAS#check'!A$2:A$190,1,FALSE)","v":{"$error":"#N/A"}},1]
[null,null,{"$f":"VLOOKUP('1. Eff Raw Data'!S3201,'CAS#check'!A$2:A$190,1,FALSE)","v":{"$error":"#N/A"}},1]
[null,null,{"$f":"VLOOKUP('1. Eff Raw Data'!S3202,'CAS#check'!A$2:A$190,1,FALSE)","v":{"$error":"#N/A"}},1]
[null,null,{"$f":"VLOOKUP('1. Eff Raw Data'!S3203,'CAS#check'!A$2:A$190,1,FALSE)","v":{"$error":"#N/A"}},1]
[null,null,{"$f":"VLOOKUP('1. Eff Raw Data'!S3204,'CAS#check'!A$2:A$190,1,FALSE)","v":{"$error":"#N/A"}},1]
[null,null,{"$f":"VLOOKUP('1. Eff Raw Data'!S3205,'CAS#check'!A$2:A$190,1,FALSE)","v":{"$error":"#N/A"}},1]
[null,null,{"$f":"VLOOKUP('1. Eff Raw Data'!S3206,'CAS#check'!A$2:A$190,1,FALSE)","v":{"$error":"#N/A"}},1]
[null,null,{"$f":"VLOOKUP('1. Eff Raw Data'!S3207,'CAS#check'!A$2:A$190,1,FALSE)","v":{"$error":"#N/A"}},1]
[null,null,{"$f":"VLOOKUP('1. Eff Raw Data'!S3208,'CAS#check'!A$2:A$190,1,FALSE)","v":{"$error":"#N/A"}},1]
[null,null,{"$f":"VLOOKUP('1. Eff Raw Data'!S3209,'CAS#check'!A$2:A$190,1,FALSE)","v":{"$error":"#N/A"}},1]
[null,null,{"$f":"VLOOKUP('1. Eff Raw Data'!S3210,'CAS#check'!A$2:A$190,1,FALSE)","v":{"$error":"#N/A"}},1]
[null,null,{"$f":"VLOOKUP('1. Eff Raw Data'!S3211,'CAS#check'!A$2:A$190,1,FALSE)","v":{"$error":"#N/A"}},1]
[null,null,{"$f":"VLOOKUP('1. Eff Raw Data'!S3212,'CAS#check'!A$2:A$190,1,FALSE)","v":{"$error":"#N/A"}},1]
[null,null,{"$f":"VLOOKUP('1. Eff Raw Data'!S3213,'CAS#check'!A$2:A$190,1,FALSE)","v":{"$error":"#N/A"}},1]
[null,null,{"$f":"VLOOKUP('1. Eff Raw Data'!S3214,'CAS#check'!A$2:A$190,1,FALSE)","v":{"$error":"#N/A"}},1]
[null,null,{"$f":"VLOOKUP('1. Eff Raw Data'!S3215,'CAS#check'!A$2:A$190,1,FALSE)","v":{"$error":"#N/A"}},1]
[null,null,{"$f":"VLOOKUP('1. Eff Raw Data'!S3216,'CAS#check'!A$2:A$190,1,FALSE)","v":{"$error":"#N/A"}},1]
[null,null,{"$f":"VLOOKUP('1. Eff Raw Data'!S3217,'CAS#check'!A$2:A$190,1,FALSE)","v":{"$error":"#N/A"}},1]
[null,null,{"$f":"VLOOKUP('1. Eff Raw Data'!S3218,'CAS#check'!A$2:A$190,1,FALSE)","v":{"$error":"#N/A"}},1]
[null,null,{"$f":"VLOOKUP('1. Eff Raw Data'!S3219,'CAS#check'!A$2:A$190,1,FALSE)","v":{"$error":"#N/A"}},1]
[null,null,{"$f":"VLOOKUP('1. Eff Raw Data'!S3220,'CAS#check'!A$2:A$190,1,FALSE)","v":{"$error":"#N/A"}},1]
[null,null,{"$f":"VLOOKUP('1. Eff Raw Data'!S3221,'CAS#check'!A$2:A$190,1,FALSE)","v":{"$error":"#N/A"}},1]
[null,null,{"$f":"VLOOKUP('1. Eff Raw Data'!S3222,'CAS#check'!A$2:A$190,1,FALSE)","v":{"$error":"#N/A"}},1]
[null,null,{"$f":"VLOOKUP('1. Eff Raw Data'!S3223,'CAS#check'!A$2:A$190,1,FALSE)","v":{"$error":"#N/A"}},1]
[null,null,{"$f":"VLOOKUP('1. Eff Raw Data'!S3224,'CAS#check'!A$2:A$190,1,FALSE)","v":{"$error":"#N/A"}},1]
[null,null,{"$f":"VLOOKUP('1. Eff Raw Data'!S3225,'CAS#check'!A$2:A$190,1,FALSE)","v":{"$error":"#N/A"}},1]
[null,null,{"$f":"VLOOKUP('1. Eff Raw Data'!S3226,'CAS#check'!A$2:A$190,1,FALSE)","v":{"$error":"#N/A"}},1]
[null,null,{"$f":"VLOOKUP('1. Eff Raw Data'!S3227,'CAS#check'!A$2:A$190,1,FALSE)","v":{"$error":"#N/A"}},1]
[null,null,{"$f":"VLOOKUP('1. Eff Raw Data'!S3228,'CAS#check'!A$2:A$190,1,FALSE)","v":{"$error":"#N/A"}},1]
[null,null,{"$f":"VLOOKUP('1. Eff Raw Data'!S3229,'CAS#check'!A$2:A$190,1,FALSE)","v":{"$error":"#N/A"}},1]
[null,null,{"$f":"VLOOKUP('1. Eff Raw Data'!S3230,'CAS#check'!A$2:A$190,1,FALSE)","v":{"$error":"#N/A"}},1]
[null,null,{"$f":"VLOOKUP('1. Eff Raw Data'!S3231,'CAS#check'!A$2:A$190,1,FALSE)","v":{"$error":"#N/A"}},1]
[null,null,{"$f":"VLOOKUP('1. Eff Raw Data'!S3232,'CAS#check'!A$2:A$190,1,FALSE)","v":{"$error":"#N/A"}},1]
[null,null,{"$f":"VLOOKUP('1. Eff Raw Data'!S3233,'CAS#check'!A$2:A$190,1,FALSE)","v":{"$error":"#N/A"}},1]
[null,null,{"$f":"VLOOKUP('1. Eff Raw Data'!S3234,'CAS#check'!A$2:A$190,1,FALSE)","v":{"$error":"#N/A"}},1]
[null,null,{"$f":"VLOOKUP('1. Eff Raw Data'!S3235,'CAS#check'!A$2:A$190,1,FALSE)","v":{"$error":"#N/A"}},1]
[null,null,{"$f":"VLOOKUP('1. Eff Raw Data'!S3236,'CAS#check'!A$2:A$190,1,FALSE)","v":{"$error":"#N/A"}},1]
[null,null,{"$f":"VLOOKUP('1. Eff Raw Data'!S3237,'CAS#check'!A$2:A$190,1,FALSE)","v":{"$error":"#N/A"}},1]
[null,null,{"$f":"VLOOKUP('1. Eff Raw Data'!S3238,'CAS#check'!A$2:A$190,1,FALSE)","v":{"$error":"#N/A"}},1]
[null,null,{"$f":"VLOOKUP('1. Eff Raw Data'!S3239,'CAS#check'!A$2:A$190,1,FALSE)","v":{"$error":"#N/A"}},1]
[null,null,{"$f":"VLOOKUP('1. Eff Raw Data'!S3240,'CAS#check'!A$2:A$190,1,FALSE)","v":{"$error":"#N/A"}},1]
[null,null,{"$f":"VLOOKUP('1. Eff Raw Data'!S3241,'CAS#check'!A$2:A$190,1,FALSE)","v":{"$error":"#N/A"}},1]
[null,null,{"$f":"VLOOKUP('1. Eff Raw Data'!S3242,'CAS#check'!A$2:A$190,1,FALSE)","v":{"$error":"#N/A"}},1]
[null,null,{"$f":"VLOOKUP('1. Eff Raw Data'!S3243,'CAS#check'!A$2:A$190,1,FALSE)","v":{"$error":"#N/A"}},1]
[null,null,{"$f":"VLOOKUP('1. Eff Raw Data'!S3244,'CAS#check'!A$2:A$190,1,FALSE)","v":{"$error":"#N/A"}},1]
[null,null,{"$f":"VLOOKUP('1. Eff Raw Data'!S3245,'CAS#check'!A$2:A$190,1,FALSE)","v":{"$error":"#N/A"}},1]
[null,null,{"$f":"VLOOKUP('1. Eff Raw Data'!S3246,'CAS#check'!A$2:A$190,1,FALSE)","v":{"$error":"#N/A"}},1]
[null,null,{"$f":"VLOOKUP('1. Eff Raw Data'!S3247,'CAS#check'!A$2:A$190,1,FALSE)","v":{"$error":"#N/A"}},1]
[null,null,{"$f":"VLOOKUP('1. Eff Raw Data'!S3248,'CAS#check'!A$2:A$190,1,FALSE)","v":{"$error":"#N/A"}},1]
[null,null,{"$f":"VLOOKUP('1. Eff Raw Data'!S3249,'CAS#check'!A$2:A$190,1,FALSE)","v":{"$error":"#N/A"}},1]
[null,null,{"$f":"VLOOKUP('1. Eff Raw Data'!S3250,'CAS#check'!A$2:A$190,1,FALSE)","v":{"$error":"#N/A"}},1]
[null,null,{"$f":"VLOOKUP('1. Eff Raw Data'!S3251,'CAS#check'!A$2:A$190,1,FALSE)","v":{"$error":"#N/A"}},1]
[null,null,{"$f":"VLOOKUP('1. Eff Raw Data'!S3252,'CAS#check'!A$2:A$190,1,FALSE)","v":{"$error":"#N/A"}},1]
[null,null,{"$f":"VLOOKUP('1. Eff Raw Data'!S3253,'CAS#check'!A$2:A$190,1,FALSE)","v":{"$error":"#N/A"}},1]
[null,null,{"$f":"VLOOKUP('1. Eff Raw Data'!S3254,'CAS#check'!A$2:A$190,1,FALSE)","v":{"$error":"#N/A"}},1]
[null,null,{"$f":"VLOOKUP('1. Eff Raw Data'!S3255,'CAS#check'!A$2:A$190,1,FALSE)","v":{"$error":"#N/A"}},1]
[null,null,{"$f":"VLOOKUP('1. Eff Raw Data'!S3256,'CAS#check'!A$2:A$190,1,FALSE)","v":{"$error":"#N/A"}},1]
[null,null,{"$f":"VLOOKUP('1. Eff Raw Data'!S3257,'CAS#check'!A$2:A$190,1,FALSE)","v":{"$error":"#N/A"}},1]
[null,null,{"$f":"VLOOKUP('1. Eff Raw Data'!S3258,'CAS#check'!A$2:A$190,1,FALSE)","v":{"$error":"#N/A"}},1]
[null,null,{"$f":"VLOOKUP('1. Eff Raw Data'!S3259,'CAS#check'!A$2:A$190,1,FALSE)","v":{"$error":"#N/A"}},1]
[null,null,{"$f":"VLOOKUP('1. Eff Raw Data'!S3260,'CAS#check'!A$2:A$190,1,FALSE)","v":{"$error":"#N/A"}},1]
[null,null,{"$f":"VLOOKUP('1. Eff Raw Data'!S3261,'CAS#check'!A$2:A$190,1,FALSE)","v":{"$error":"#N/A"}},{"$f":"IFERROR(_xlfn.IFNA(0*C3261,1),0)","v":1}]
[null,null,{"$f":"VLOOKUP('1. Eff Raw Data'!S3262,'CAS#check'!A$2:A$190,1,FALSE)","v":{"$error":"#N/A"}},1]
[null,null,{"$f":"VLOOKUP('1. Eff Raw Data'!S3263,'CAS#check'!A$2:A$190,1,FALSE)","v":{"$error":"#N/A"}},1]
[null,null,{"$f":"VLOOKUP('1. Eff Raw Data'!S3264,'CAS#check'!A$2:A$190,1,FALSE)","v":{"$error":"#N/A"}},1]
[null,null,{"$f":"VLOOKUP('1. Eff Raw Data'!S3265,'CAS#check'!A$2:A$190,1,FALSE)","v":{"$error":"#N/A"}},1]
[null,null,{"$f":"VLOOKUP('1. Eff Raw Data'!S3266,'CAS#check'!A$2:A$190,1,FALSE)","v":{"$error":"#N/A"}},1]
[null,null,{"$f":"VLOOKUP('1. Eff Raw Data'!S3267,'CAS#check'!A$2:A$190,1,FALSE)","v":{"$error":"#N/A"}},1]
[null,null,{"$f":"VLOOKUP('1. Eff Raw Data'!S3268,'CAS#check'!A$2:A$190,1,FALSE)","v":{"$error":"#N/A"}},1]
[null,null,{"$f":"VLOOKUP('1. Eff Raw Data'!S3269,'CAS#check'!A$2:A$190,1,FALSE)","v":{"$error":"#N/A"}},1]
[null,null,{"$f":"VLOOKUP('1. Eff Raw Data'!S3270,'CAS#check'!A$2:A$190,1,FALSE)","v":{"$error":"#N/A"}},1]
[null,null,{"$f":"VLOOKUP('1. Eff Raw Data'!S3271,'CAS#check'!A$2:A$190,1,FALSE)","v":{"$error":"#N/A"}},1]
[null,null,{"$f":"VLOOKUP('1. Eff Raw Data'!S3272,'CAS#check'!A$2:A$190,1,FALSE)","v":{"$error":"#N/A"}},1]
[null,null,{"$f":"VLOOKUP('1. Eff Raw Data'!S3273,'CAS#check'!A$2:A$190,1,FALSE)","v":{"$error":"#N/A"}},1]
[null,null,{"$f":"VLOOKUP('1. Eff Raw Data'!S3274,'CAS#check'!A$2:A$190,1,FALSE)","v":{"$error":"#N/A"}},1]
[null,null,{"$f":"VLOOKUP('1. Eff Raw Data'!S3275,'CAS#check'!A$2:A$190,1,FALSE)","v":{"$error":"#N/A"}},1]
[null,null,{"$f":"VLOOKUP('1. Eff Raw Data'!S3276,'CAS#check'!A$2:A$190,1,FALSE)","v":{"$error":"#N/A"}},1]
[null,null,{"$f":"VLOOKUP('1. Eff Raw Data'!S3277,'CAS#check'!A$2:A$190,1,FALSE)","v":{"$error":"#N/A"}},1]
[null,null,{"$f":"VLOOKUP('1. Eff Raw Data'!S3278,'CAS#check'!A$2:A$190,1,FALSE)","v":{"$error":"#N/A"}},1]
[null,null,{"$f":"VLOOKUP('1. Eff Raw Data'!S3279,'CAS#check'!A$2:A$190,1,FALSE)","v":{"$error":"#N/A"}},1]
[null,null,{"$f":"VLOOKUP('1. Eff Raw Data'!S3280,'CAS#check'!A$2:A$190,1,FALSE)","v":{"$error":"#N/A"}},1]
[null,null,{"$f":"VLOOKUP('1. Eff Raw Data'!S3281,'CAS#check'!A$2:A$190,1,FALSE)","v":{"$error":"#N/A"}},1]
[null,null,{"$f":"VLOOKUP('1. Eff Raw Data'!S3282,'CAS#check'!A$2:A$190,1,FALSE)","v":{"$error":"#N/A"}},1]
[null,null,{"$f":"VLOOKUP('1. Eff Raw Data'!S3283,'CAS#check'!A$2:A$190,1,FALSE)","v":{"$error":"#N/A"}},1]
[null,null,{"$f":"VLOOKUP('1. Eff Raw Data'!S3284,'CAS#check'!A$2:A$190,1,FALSE)","v":{"$error":"#N/A"}},1]
[null,null,{"$f":"VLOOKUP('1. Eff Raw Data'!S3285,'CAS#check'!A$2:A$190,1,FALSE)","v":{"$error":"#N/A"}},1]
[null,null,{"$f":"VLOOKUP('1. Eff Raw Data'!S3286,'CAS#check'!A$2:A$190,1,FALSE)","v":{"$error":"#N/A"}},1]
[null,null,{"$f":"VLOOKUP('1. Eff Raw Data'!S3287,'CAS#check'!A$2:A$190,1,FALSE)","v":{"$error":"#N/A"}},1]
[null,null,{"$f":"VLOOKUP('1. Eff Raw Data'!S3288,'CAS#check'!A$2:A$190,1,FALSE)","v":{"$error":"#N/A"}},1]
[null,null,{"$f":"VLOOKUP('1. Eff Raw Data'!S3289,'CAS#check'!A$2:A$190,1,FALSE)","v":{"$error":"#N/A"}},1]
[null,null,{"$f":"VLOOKUP('1. Eff Raw Data'!S3290,'CAS#check'!A$2:A$190,1,FALSE)","v":{"$error":"#N/A"}},1]
[null,null,{"$f":"VLOOKUP('1. Eff Raw Data'!S3291,'CAS#check'!A$2:A$190,1,FALSE)","v":{"$error":"#N/A"}},1]
[null,null,{"$f":"VLOOKUP('1. Eff Raw Data'!S3292,'CAS#check'!A$2:A$190,1,FALSE)","v":{"$error":"#N/A"}},1]
[null,null,{"$f":"VLOOKUP('1. Eff Raw Data'!S3293,'CAS#check'!A$2:A$190,1,FALSE)","v":{"$error":"#N/A"}},1]
[null,null,{"$f":"VLOOKUP('1. Eff Raw Data'!S3294,'CAS#check'!A$2:A$190,1,FALSE)","v":{"$error":"#N/A"}},1]
[null,null,{"$f":"VLOOKUP('1. Eff Raw Data'!S3295,'CAS#check'!A$2:A$190,1,FALSE)","v":{"$error":"#N/A"}},1]
[null,null,{"$f":"VLOOKUP('1. Eff Raw Data'!S3296,'CAS#check'!A$2:A$190,1,FALSE)","v":{"$error":"#N/A"}},1]
[null,null,{"$f":"VLOOKUP('1. Eff Raw Data'!S3297,'CAS#check'!A$2:A$190,1,FALSE)","v":{"$error":"#N/A"}},1]
[null,null,{"$f":"VLOOKUP('1. Eff Raw Data'!S3298,'CAS#check'!A$2:A$190,1,FALSE)","v":{"$error":"#N/A"}},1]
[null,null,{"$f":"VLOOKUP('1. Eff Raw Data'!S3299,'CAS#check'!A$2:A$190,1,FALSE)","v":{"$error":"#N/A"}},1]
[null,null,{"$f":"VLOOKUP('1. Eff Raw Data'!S3300,'CAS#check'!A$2:A$190,1,FALSE)","v":{"$error":"#N/A"}},1]
[null,null,{"$f":"VLOOKUP('1. Eff Raw Data'!S3301,'CAS#check'!A$2:A$190,1,FALSE)","v":{"$error":"#N/A"}},1]
[null,null,{"$f":"VLOOKUP('1. Eff Raw Data'!S3302,'CAS#check'!A$2:A$190,1,FALSE)","v":{"$error":"#N/A"}},1]
[null,null,{"$f":"VLOOKUP('1. Eff Raw Data'!S3303,'CAS#check'!A$2:A$190,1,FALSE)","v":{"$error":"#N/A"}},1]
[null,null,{"$f":"VLOOKUP('1. Eff Raw Data'!S3304,'CAS#check'!A$2:A$190,1,FALSE)","v":{"$error":"#N/A"}},1]
[null,null,{"$f":"VLOOKUP('1. Eff Raw Data'!S3305,'CAS#check'!A$2:A$190,1,FALSE)","v":{"$error":"#N/A"}},1]
[null,null,{"$f":"VLOOKUP('1. Eff Raw Data'!S3306,'CAS#check'!A$2:A$190,1,FALSE)","v":{"$error":"#N/A"}},1]
[null,null,{"$f":"VLOOKUP('1. Eff Raw Data'!S3307,'CAS#check'!A$2:A$190,1,FALSE)","v":{"$error":"#N/A"}},1]
[null,null,{"$f":"VLOOKUP('1. Eff Raw Data'!S3308,'CAS#check'!A$2:A$190,1,FALSE)","v":{"$error":"#N/A"}},1]
[null,null,{"$f":"VLOOKUP('1. Eff Raw Data'!S3309,'CAS#check'!A$2:A$190,1,FALSE)","v":{"$error":"#N/A"}},1]
[null,null,{"$f":"VLOOKUP('1. Eff Raw Data'!S3310,'CAS#check'!A$2:A$190,1,FALSE)","v":{"$error":"#N/A"}},1]
[null,null,{"$f":"VLOOKUP('1. Eff Raw Data'!S3311,'CAS#check'!A$2:A$190,1,FALSE)","v":{"$error":"#N/A"}},1]
[null,null,{"$f":"VLOOKUP('1. Eff Raw Data'!S3312,'CAS#check'!A$2:A$190,1,FALSE)","v":{"$error":"#N/A"}},1]
[null,null,{"$f":"VLOOKUP('1. Eff Raw Data'!S3313,'CAS#check'!A$2:A$190,1,FALSE)","v":{"$error":"#N/A"}},1]
[null,null,{"$f":"VLOOKUP('1. Eff Raw Data'!S3314,'CAS#check'!A$2:A$190,1,FALSE)","v":{"$error":"#N/A"}},1]
[null,null,{"$f":"VLOOKUP('1. Eff Raw Data'!S3315,'CAS#check'!A$2:A$190,1,FALSE)","v":{"$error":"#N/A"}},1]
[null,null,{"$f":"VLOOKUP('1. Eff Raw Data'!S3316,'CAS#check'!A$2:A$190,1,FALSE)","v":{"$error":"#N/A"}},1]
[null,null,{"$f":"VLOOKUP('1. Eff Raw Data'!S3317,'CAS#check'!A$2:A$190,1,FALSE)","v":{"$error":"#N/A"}},1]
[null,null,{"$f":"VLOOKUP('1. Eff Raw Data'!S3318,'CAS#check'!A$2:A$190,1,FALSE)","v":{"$error":"#N/A"}},1]
[null,null,{"$f":"VLOOKUP('1. Eff Raw Data'!S3319,'CAS#check'!A$2:A$190,1,FALSE)","v":{"$error":"#N/A"}},1]
[null,null,{"$f":"VLOOKUP('1. Eff Raw Data'!S3320,'CAS#check'!A$2:A$190,1,FALSE)","v":{"$error":"#N/A"}},1]
[null,null,{"$f":"VLOOKUP('1. Eff Raw Data'!S3321,'CAS#check'!A$2:A$190,1,FALSE)","v":{"$error":"#N/A"}},1]
[null,null,{"$f":"VLOOKUP('1. Eff Raw Data'!S3322,'CAS#check'!A$2:A$190,1,FALSE)","v":{"$error":"#N/A"}},1]
[null,null,{"$f":"VLOOKUP('1. Eff Raw Data'!S3323,'CAS#check'!A$2:A$190,1,FALSE)","v":{"$error":"#N/A"}},1]
[null,null,{"$f":"VLOOKUP('1. Eff Raw Data'!S3324,'CAS#check'!A$2:A$190,1,FALSE)","v":{"$error":"#N/A"}},1]
[null,null,{"$f":"VLOOKUP('1. Eff Raw Data'!S3325,'CAS#check'!A$2:A$190,1,FALSE)","v":{"$error":"#N/A"}},{"$f":"IFERROR(_xlfn.IFNA(0*C3325,1),0)","v":1}]
[null,null,{"$f":"VLOOKUP('1. Eff Raw Data'!S3326,'CAS#check'!A$2:A$190,1,FALSE)","v":{"$error":"#N/A"}},1]
[null,null,{"$f":"VLOOKUP('1. Eff Raw Data'!S3327,'CAS#check'!A$2:A$190,1,FALSE)","v":{"$error":"#N/A"}},1]
[null,null,{"$f":"VLOOKUP('1. Eff Raw Data'!S3328,'CAS#check'!A$2:A$190,1,FALSE)","v":{"$error":"#N/A"}},1]
[null,null,{"$f":"VLOOKUP('1. Eff Raw Data'!S3329,'CAS#check'!A$2:A$190,1,FALSE)","v":{"$error":"#N/A"}},1]
[null,null,{"$f":"VLOOKUP('1. Eff Raw Data'!S3330,'CAS#check'!A$2:A$190,1,FALSE)","v":{"$error":"#N/A"}},1]
[null,null,{"$f":"VLOOKUP('1. Eff Raw Data'!S3331,'CAS#check'!A$2:A$190,1,FALSE)","v":{"$error":"#N/A"}},1]
[null,null,{"$f":"VLOOKUP('1. Eff Raw Data'!S3332,'CAS#check'!A$2:A$190,1,FALSE)","v":{"$error":"#N/A"}},1]
[null,null,{"$f":"VLOOKUP('1. Eff Raw Data'!S3333,'CAS#check'!A$2:A$190,1,FALSE)","v":{"$error":"#N/A"}},1]
[null,null,{"$f":"VLOOKUP('1. Eff Raw Data'!S3334,'CAS#check'!A$2:A$190,1,FALSE)","v":{"$error":"#N/A"}},1]
[null,null,{"$f":"VLOOKUP('1. Eff Raw Data'!S3335,'CAS#check'!A$2:A$190,1,FALSE)","v":{"$error":"#N/A"}},1]
[null,null,{"$f":"VLOOKUP('1. Eff Raw Data'!S3336,'CAS#check'!A$2:A$190,1,FALSE)","v":{"$error":"#N/A"}},1]
[null,null,{"$f":"VLOOKUP('1. Eff Raw Data'!S3337,'CAS#check'!A$2:A$190,1,FALSE)","v":{"$error":"#N/A"}},1]
[null,null,{"$f":"VLOOKUP('1. Eff Raw Data'!S3338,'CAS#check'!A$2:A$190,1,FALSE)","v":{"$error":"#N/A"}},1]
[null,null,{"$f":"VLOOKUP('1. Eff Raw Data'!S3339,'CAS#check'!A$2:A$190,1,FALSE)","v":{"$error":"#N/A"}},1]
[null,null,{"$f":"VLOOKUP('1. Eff Raw Data'!S3340,'CAS#check'!A$2:A$190,1,FALSE)","v":{"$error":"#N/A"}},1]
[null,null,{"$f":"VLOOKUP('1. Eff Raw Data'!S3341,'CAS#check'!A$2:A$190,1,FALSE)","v":{"$error":"#N/A"}},1]
[null,null,{"$f":"VLOOKUP('1. Eff Raw Data'!S3342,'CAS#check'!A$2:A$190,1,FALSE)","v":{"$error":"#N/A"}},1]
[null,null,{"$f":"VLOOKUP('1. Eff Raw Data'!S3343,'CAS#check'!A$2:A$190,1,FALSE)","v":{"$error":"#N/A"}},1]
[null,null,{"$f":"VLOOKUP('1. Eff Raw Data'!S3344,'CAS#check'!A$2:A$190,1,FALSE)","v":{"$error":"#N/A"}},1]
[null,null,{"$f":"VLOOKUP('1. Eff Raw Data'!S3345,'CAS#check'!A$2:A$190,1,FALSE)","v":{"$error":"#N/A"}},1]
[null,null,{"$f":"VLOOKUP('1. Eff Raw Data'!S3346,'CAS#check'!A$2:A$190,1,FALSE)","v":{"$error":"#N/A"}},1]
[null,null,{"$f":"VLOOKUP('1. Eff Raw Data'!S3347,'CAS#check'!A$2:A$190,1,FALSE)","v":{"$error":"#N/A"}},1]
[null,null,{"$f":"VLOOKUP('1. Eff Raw Data'!S3348,'CAS#check'!A$2:A$190,1,FALSE)","v":{"$error":"#N/A"}},1]
[null,null,{"$f":"VLOOKUP('1. Eff Raw Data'!S3349,'CAS#check'!A$2:A$190,1,FALSE)","v":{"$error":"#N/A"}},1]
[null,null,{"$f":"VLOOKUP('1. Eff Raw Data'!S3350,'CAS#check'!A$2:A$190,1,FALSE)","v":{"$error":"#N/A"}},1]
[null,null,{"$f":"VLOOKUP('1. Eff Raw Data'!S3351,'CAS#check'!A$2:A$190,1,FALSE)","v":{"$error":"#N/A"}},1]
[null,null,{"$f":"VLOOKUP('1. Eff Raw Data'!S3352,'CAS#check'!A$2:A$190,1,FALSE)","v":{"$error":"#N/A"}},1]
[null,null,{"$f":"VLOOKUP('1. Eff Raw Data'!S3353,'CAS#check'!A$2:A$190,1,FALSE)","v":{"$error":"#N/A"}},1]
[null,null,{"$f":"VLOOKUP('1. Eff Raw Data'!S3354,'CAS#check'!A$2:A$190,1,FALSE)","v":{"$error":"#N/A"}},1]
[null,null,{"$f":"VLOOKUP('1. Eff Raw Data'!S3355,'CAS#check'!A$2:A$190,1,FALSE)","v":{"$error":"#N/A"}},1]
[null,null,{"$f":"VLOOKUP('1. Eff Raw Data'!S3356,'CAS#check'!A$2:A$190,1,FALSE)","v":{"$error":"#N/A"}},1]
[null,null,{"$f":"VLOOKUP('1. Eff Raw Data'!S3357,'CAS#check'!A$2:A$190,1,FALSE)","v":{"$error":"#N/A"}},1]
[null,null,{"$f":"VLOOKUP('1. Eff Raw Data'!S3358,'CAS#check'!A$2:A$190,1,FALSE)","v":{"$error":"#N/A"}},1]
[null,null,{"$f":"VLOOKUP('1. Eff Raw Data'!S3359,'CAS#check'!A$2:A$190,1,FALSE)","v":{"$error":"#N/A"}},1]
[null,null,{"$f":"VLOOKUP('1. Eff Raw Data'!S3360,'CAS#check'!A$2:A$190,1,FALSE)","v":{"$error":"#N/A"}},1]
[null,null,{"$f":"VLOOKUP('1. Eff Raw Data'!S3361,'CAS#check'!A$2:A$190,1,FALSE)","v":{"$error":"#N/A"}},1]
[null,null,{"$f":"VLOOKUP('1. Eff Raw Data'!S3362,'CAS#check'!A$2:A$190,1,FALSE)","v":{"$error":"#N/A"}},1]
[null,null,{"$f":"VLOOKUP('1. Eff Raw Data'!S3363,'CAS#check'!A$2:A$190,1,FALSE)","v":{"$error":"#N/A"}},1]
[null,null,{"$f":"VLOOKUP('1. Eff Raw Data'!S3364,'CAS#check'!A$2:A$190,1,FALSE)","v":{"$error":"#N/A"}},1]
[null,null,{"$f":"VLOOKUP('1. Eff Raw Data'!S3365,'CAS#check'!A$2:A$190,1,FALSE)","v":{"$error":"#N/A"}},1]
[null,null,{"$f":"VLOOKUP('1. Eff Raw Data'!S3366,'CAS#check'!A$2:A$190,1,FALSE)","v":{"$error":"#N/A"}},1]
[null,null,{"$f":"VLOOKUP('1. Eff Raw Data'!S3367,'CAS#check'!A$2:A$190,1,FALSE)","v":{"$error":"#N/A"}},1]
[null,null,{"$f":"VLOOKUP('1. Eff Raw Data'!S3368,'CAS#check'!A$2:A$190,1,FALSE)","v":{"$error":"#N/A"}},1]
[null,null,{"$f":"VLOOKUP('1. Eff Raw Data'!S3369,'CAS#check'!A$2:A$190,1,FALSE)","v":{"$error":"#N/A"}},1]
[null,null,{"$f":"VLOOKUP('1. Eff Raw Data'!S3370,'CAS#check'!A$2:A$190,1,FALSE)","v":{"$error":"#N/A"}},1]
[null,null,{"$f":"VLOOKUP('1. Eff Raw Data'!S3371,'CAS#check'!A$2:A$190,1,FALSE)","v":{"$error":"#N/A"}},1]
[null,null,{"$f":"VLOOKUP('1. Eff Raw Data'!S3372,'CAS#check'!A$2:A$190,1,FALSE)","v":{"$error":"#N/A"}},1]
[null,null,{"$f":"VLOOKUP('1. Eff Raw Data'!S3373,'CAS#check'!A$2:A$190,1,FALSE)","v":{"$error":"#N/A"}},1]
[null,null,{"$f":"VLOOKUP('1. Eff Raw Data'!S3374,'CAS#check'!A$2:A$190,1,FALSE)","v":{"$error":"#N/A"}},1]
[null,null,{"$f":"VLOOKUP('1. Eff Raw Data'!S3375,'CAS#check'!A$2:A$190,1,FALSE)","v":{"$error":"#N/A"}},1]
[null,null,{"$f":"VLOOKUP('1. Eff Raw Data'!S3376,'CAS#check'!A$2:A$190,1,FALSE)","v":{"$error":"#N/A"}},1]
[null,null,{"$f":"VLOOKUP('1. Eff Raw Data'!S3377,'CAS#check'!A$2:A$190,1,FALSE)","v":{"$error":"#N/A"}},1]
[null,null,{"$f":"VLOOKUP('1. Eff Raw Data'!S3378,'CAS#check'!A$2:A$190,1,FALSE)","v":{"$error":"#N/A"}},1]
[null,null,{"$f":"VLOOKUP('1. Eff Raw Data'!S3379,'CAS#check'!A$2:A$190,1,FALSE)","v":{"$error":"#N/A"}},1]
[null,null,{"$f":"VLOOKUP('1. Eff Raw Data'!S3380,'CAS#check'!A$2:A$190,1,FALSE)","v":{"$error":"#N/A"}},1]
[null,null,{"$f":"VLOOKUP('1. Eff Raw Data'!S3381,'CAS#check'!A$2:A$190,1,FALSE)","v":{"$error":"#N/A"}},1]
[null,null,{"$f":"VLOOKUP('1. Eff Raw Data'!S3382,'CAS#check'!A$2:A$190,1,FALSE)","v":{"$error":"#N/A"}},1]
[null,null,{"$f":"VLOOKUP('1. Eff Raw Data'!S3383,'CAS#check'!A$2:A$190,1,FALSE)","v":{"$error":"#N/A"}},1]
[null,null,{"$f":"VLOOKUP('1. Eff Raw Data'!S3384,'CAS#check'!A$2:A$190,1,FALSE)","v":{"$error":"#N/A"}},1]
[null,null,{"$f":"VLOOKUP('1. Eff Raw Data'!S3385,'CAS#check'!A$2:A$190,1,FALSE)","v":{"$error":"#N/A"}},1]
[null,null,{"$f":"VLOOKUP('1. Eff Raw Data'!S3386,'CAS#check'!A$2:A$190,1,FALSE)","v":{"$error":"#N/A"}},1]
[null,null,{"$f":"VLOOKUP('1. Eff Raw Data'!S3387,'CAS#check'!A$2:A$190,1,FALSE)","v":{"$error":"#N/A"}},1]
[null,null,{"$f":"VLOOKUP('1. Eff Raw Data'!S3388,'CAS#check'!A$2:A$190,1,FALSE)","v":{"$error":"#N/A"}},1]
[null,null,{"$f":"VLOOKUP('1. Eff Raw Data'!S3389,'CAS#check'!A$2:A$190,1,FALSE)","v":{"$error":"#N/A"}},{"$f":"IFERROR(_xlfn.IFNA(0*C3389,1),0)","v":1}]
[null,null,{"$f":"VLOOKUP('1. Eff Raw Data'!S3390,'CAS#check'!A$2:A$190,1,FALSE)","v":{"$error":"#N/A"}},1]
[null,null,{"$f":"VLOOKUP('1. Eff Raw Data'!S3391,'CAS#check'!A$2:A$190,1,FALSE)","v":{"$error":"#N/A"}},1]
[null,null,{"$f":"VLOOKUP('1. Eff Raw Data'!S3392,'CAS#check'!A$2:A$190,1,FALSE)","v":{"$error":"#N/A"}},1]
[null,null,{"$f":"VLOOKUP('1. Eff Raw Data'!S3393,'CAS#check'!A$2:A$190,1,FALSE)","v":{"$error":"#N/A"}},1]
[null,null,{"$f":"VLOOKUP('1. Eff Raw Data'!S3394,'CAS#check'!A$2:A$190,1,FALSE)","v":{"$error":"#N/A"}},1]
[null,null,{"$f":"VLOOKUP('1. Eff Raw Data'!S3395,'CAS#check'!A$2:A$190,1,FALSE)","v":{"$error":"#N/A"}},1]
[null,null,{"$f":"VLOOKUP('1. Eff Raw Data'!S3396,'CAS#check'!A$2:A$190,1,FALSE)","v":{"$error":"#N/A"}},1]
[null,null,{"$f":"VLOOKUP('1. Eff Raw Data'!S3397,'CAS#check'!A$2:A$190,1,FALSE)","v":{"$error":"#N/A"}},1]
[null,null,{"$f":"VLOOKUP('1. Eff Raw Data'!S3398,'CAS#check'!A$2:A$190,1,FALSE)","v":{"$error":"#N/A"}},1]
[null,null,{"$f":"VLOOKUP('1. Eff Raw Data'!S3399,'CAS#check'!A$2:A$190,1,FALSE)","v":{"$error":"#N/A"}},1]
[null,null,{"$f":"VLOOKUP('1. Eff Raw Data'!S3400,'CAS#check'!A$2:A$190,1,FALSE)","v":{"$error":"#N/A"}},1]
[null,null,{"$f":"VLOOKUP('1. Eff Raw Data'!S3401,'CAS#check'!A$2:A$190,1,FALSE)","v":{"$error":"#N/A"}},1]
[null,null,{"$f":"VLOOKUP('1. Eff Raw Data'!S3402,'CAS#check'!A$2:A$190,1,FALSE)","v":{"$error":"#N/A"}},1]
[null,null,{"$f":"VLOOKUP('1. Eff Raw Data'!S3403,'CAS#check'!A$2:A$190,1,FALSE)","v":{"$error":"#N/A"}},1]
[null,null,{"$f":"VLOOKUP('1. Eff Raw Data'!S3404,'CAS#check'!A$2:A$190,1,FALSE)","v":{"$error":"#N/A"}},1]
[null,null,{"$f":"VLOOKUP('1. Eff Raw Data'!S3405,'CAS#check'!A$2:A$190,1,FALSE)","v":{"$error":"#N/A"}},1]
[null,null,{"$f":"VLOOKUP('1. Eff Raw Data'!S3406,'CAS#check'!A$2:A$190,1,FALSE)","v":{"$error":"#N/A"}},1]
[null,null,{"$f":"VLOOKUP('1. Eff Raw Data'!S3407,'CAS#check'!A$2:A$190,1,FALSE)","v":{"$error":"#N/A"}},1]
[null,null,{"$f":"VLOOKUP('1. Eff Raw Data'!S3408,'CAS#check'!A$2:A$190,1,FALSE)","v":{"$error":"#N/A"}},1]
[null,null,{"$f":"VLOOKUP('1. Eff Raw Data'!S3409,'CAS#check'!A$2:A$190,1,FALSE)","v":{"$error":"#N/A"}},1]
[null,null,{"$f":"VLOOKUP('1. Eff Raw Data'!S3410,'CAS#check'!A$2:A$190,1,FALSE)","v":{"$error":"#N/A"}},1]
[null,null,{"$f":"VLOOKUP('1. Eff Raw Data'!S3411,'CAS#check'!A$2:A$190,1,FALSE)","v":{"$error":"#N/A"}},1]
[null,null,{"$f":"VLOOKUP('1. Eff Raw Data'!S3412,'CAS#check'!A$2:A$190,1,FALSE)","v":{"$error":"#N/A"}},1]
[null,null,{"$f":"VLOOKUP('1. Eff Raw Data'!S3413,'CAS#check'!A$2:A$190,1,FALSE)","v":{"$error":"#N/A"}},1]
[null,null,{"$f":"VLOOKUP('1. Eff Raw Data'!S3414,'CAS#check'!A$2:A$190,1,FALSE)","v":{"$error":"#N/A"}},1]
[null,null,{"$f":"VLOOKUP('1. Eff Raw Data'!S3415,'CAS#check'!A$2:A$190,1,FALSE)","v":{"$error":"#N/A"}},1]
[null,null,{"$f":"VLOOKUP('1. Eff Raw Data'!S3416,'CAS#check'!A$2:A$190,1,FALSE)","v":{"$error":"#N/A"}},1]
[null,null,{"$f":"VLOOKUP('1. Eff Raw Data'!S3417,'CAS#check'!A$2:A$190,1,FALSE)","v":{"$error":"#N/A"}},1]
[null,null,{"$f":"VLOOKUP('1. Eff Raw Data'!S3418,'CAS#check'!A$2:A$190,1,FALSE)","v":{"$error":"#N/A"}},1]
[null,null,{"$f":"VLOOKUP('1. Eff Raw Data'!S3419,'CAS#check'!A$2:A$190,1,FALSE)","v":{"$error":"#N/A"}},1]
[null,null,{"$f":"VLOOKUP('1. Eff Raw Data'!S3420,'CAS#check'!A$2:A$190,1,FALSE)","v":{"$error":"#N/A"}},1]
[null,null,{"$f":"VLOOKUP('1. Eff Raw Data'!S3421,'CAS#check'!A$2:A$190,1,FALSE)","v":{"$error":"#N/A"}},1]
[null,null,{"$f":"VLOOKUP('1. Eff Raw Data'!S3422,'CAS#check'!A$2:A$190,1,FALSE)","v":{"$error":"#N/A"}},1]
[null,null,{"$f":"VLOOKUP('1. Eff Raw Data'!S3423,'CAS#check'!A$2:A$190,1,FALSE)","v":{"$error":"#N/A"}},1]
[null,null,{"$f":"VLOOKUP('1. Eff Raw Data'!S3424,'CAS#check'!A$2:A$190,1,FALSE)","v":{"$error":"#N/A"}},1]
[null,null,{"$f":"VLOOKUP('1. Eff Raw Data'!S3425,'CAS#check'!A$2:A$190,1,FALSE)","v":{"$error":"#N/A"}},1]
[null,null,{"$f":"VLOOKUP('1. Eff Raw Data'!S3426,'CAS#check'!A$2:A$190,1,FALSE)","v":{"$error":"#N/A"}},1]
[null,null,{"$f":"VLOOKUP('1. Eff Raw Data'!S3427,'CAS#check'!A$2:A$190,1,FALSE)","v":{"$error":"#N/A"}},1]
[null,null,{"$f":"VLOOKUP('1. Eff Raw Data'!S3428,'CAS#check'!A$2:A$190,1,FALSE)","v":{"$error":"#N/A"}},1]
[null,null,{"$f":"VLOOKUP('1. Eff Raw Data'!S3429,'CAS#check'!A$2:A$190,1,FALSE)","v":{"$error":"#N/A"}},1]
[null,null,{"$f":"VLOOKUP('1. Eff Raw Data'!S3430,'CAS#check'!A$2:A$190,1,FALSE)","v":{"$error":"#N/A"}},1]
[null,null,{"$f":"VLOOKUP('1. Eff Raw Data'!S3431,'CAS#check'!A$2:A$190,1,FALSE)","v":{"$error":"#N/A"}},1]
[null,null,{"$f":"VLOOKUP('1. Eff Raw Data'!S3432,'CAS#check'!A$2:A$190,1,FALSE)","v":{"$error":"#N/A"}},1]
[null,null,{"$f":"VLOOKUP('1. Eff Raw Data'!S3433,'CAS#check'!A$2:A$190,1,FALSE)","v":{"$error":"#N/A"}},1]
[null,null,{"$f":"VLOOKUP('1. Eff Raw Data'!S3434,'CAS#check'!A$2:A$190,1,FALSE)","v":{"$error":"#N/A"}},1]
[null,null,{"$f":"VLOOKUP('1. Eff Raw Data'!S3435,'CAS#check'!A$2:A$190,1,FALSE)","v":{"$error":"#N/A"}},1]
[null,null,{"$f":"VLOOKUP('1. Eff Raw Data'!S3436,'CAS#check'!A$2:A$190,1,FALSE)","v":{"$error":"#N/A"}},1]
[null,null,{"$f":"VLOOKUP('1. Eff Raw Data'!S3437,'CAS#check'!A$2:A$190,1,FALSE)","v":{"$error":"#N/A"}},1]
[null,null,{"$f":"VLOOKUP('1. Eff Raw Data'!S3438,'CAS#check'!A$2:A$190,1,FALSE)","v":{"$error":"#N/A"}},1]
[null,null,{"$f":"VLOOKUP('1. Eff Raw Data'!S3439,'CAS#check'!A$2:A$190,1,FALSE)","v":{"$error":"#N/A"}},1]
[null,null,{"$f":"VLOOKUP('1. Eff Raw Data'!S3440,'CAS#check'!A$2:A$190,1,FALSE)","v":{"$error":"#N/A"}},1]
[null,null,{"$f":"VLOOKUP('1. Eff Raw Data'!S3441,'CAS#check'!A$2:A$190,1,FALSE)","v":{"$error":"#N/A"}},1]
[null,null,{"$f":"VLOOKUP('1. Eff Raw Data'!S3442,'CAS#check'!A$2:A$190,1,FALSE)","v":{"$error":"#N/A"}},1]
[null,null,{"$f":"VLOOKUP('1. Eff Raw Data'!S3443,'CAS#check'!A$2:A$190,1,FALSE)","v":{"$error":"#N/A"}},1]
[null,null,{"$f":"VLOOKUP('1. Eff Raw Data'!S3444,'CAS#check'!A$2:A$190,1,FALSE)","v":{"$error":"#N/A"}},1]
[null,null,{"$f":"VLOOKUP('1. Eff Raw Data'!S3445,'CAS#check'!A$2:A$190,1,FALSE)","v":{"$error":"#N/A"}},1]
[null,null,{"$f":"VLOOKUP('1. Eff Raw Data'!S3446,'CAS#check'!A$2:A$190,1,FALSE)","v":{"$error":"#N/A"}},1]
[null,null,{"$f":"VLOOKUP('1. Eff Raw Data'!S3447,'CAS#check'!A$2:A$190,1,FALSE)","v":{"$error":"#N/A"}},1]
[null,null,{"$f":"VLOOKUP('1. Eff Raw Data'!S3448,'CAS#check'!A$2:A$190,1,FALSE)","v":{"$error":"#N/A"}},1]
[null,null,{"$f":"VLOOKUP('1. Eff Raw Data'!S3449,'CAS#check'!A$2:A$190,1,FALSE)","v":{"$error":"#N/A"}},1]
[null,null,{"$f":"VLOOKUP('1. Eff Raw Data'!S3450,'CAS#check'!A$2:A$190,1,FALSE)","v":{"$error":"#N/A"}},1]
[null,null,{"$f":"VLOOKUP('1. Eff Raw Data'!S3451,'CAS#check'!A$2:A$190,1,FALSE)","v":{"$error":"#N/A"}},1]
[null,null,{"$f":"VLOOKUP('1. Eff Raw Data'!S3452,'CAS#check'!A$2:A$190,1,FALSE)","v":{"$error":"#N/A"}},1]
[null,null,{"$f":"VLOOKUP('1. Eff Raw Data'!S3453,'CAS#check'!A$2:A$190,1,FALSE)","v":{"$error":"#N/A"}},{"$f":"IFERROR(_xlfn.IFNA(0*C3453,1),0)","v":1}]
[null,null,{"$f":"VLOOKUP('1. Eff Raw Data'!S3454,'CAS#check'!A$2:A$190,1,FALSE)","v":{"$error":"#N/A"}},1]
[null,null,{"$f":"VLOOKUP('1. Eff Raw Data'!S3455,'CAS#check'!A$2:A$190,1,FALSE)","v":{"$error":"#N/A"}},1]
[null,null,{"$f":"VLOOKUP('1. Eff Raw Data'!S3456,'CAS#check'!A$2:A$190,1,FALSE)","v":{"$error":"#N/A"}},1]
[null,null,{"$f":"VLOOKUP('1. Eff Raw Data'!S3457,'CAS#check'!A$2:A$190,1,FALSE)","v":{"$error":"#N/A"}},1]
[null,null,{"$f":"VLOOKUP('1. Eff Raw Data'!S3458,'CAS#check'!A$2:A$190,1,FALSE)","v":{"$error":"#N/A"}},1]
[null,null,{"$f":"VLOOKUP('1. Eff Raw Data'!S3459,'CAS#check'!A$2:A$190,1,FALSE)","v":{"$error":"#N/A"}},1]
[null,null,{"$f":"VLOOKUP('1. Eff Raw Data'!S3460,'CAS#check'!A$2:A$190,1,FALSE)","v":{"$error":"#N/A"}},1]
[null,null,{"$f":"VLOOKUP('1. Eff Raw Data'!S3461,'CAS#check'!A$2:A$190,1,FALSE)","v":{"$error":"#N/A"}},1]
[null,null,{"$f":"VLOOKUP('1. Eff Raw Data'!S3462,'CAS#check'!A$2:A$190,1,FALSE)","v":{"$error":"#N/A"}},1]
[null,null,{"$f":"VLOOKUP('1. Eff Raw Data'!S3463,'CAS#check'!A$2:A$190,1,FALSE)","v":{"$error":"#N/A"}},1]
[null,null,{"$f":"VLOOKUP('1. Eff Raw Data'!S3464,'CAS#check'!A$2:A$190,1,FALSE)","v":{"$error":"#N/A"}},1]
[null,null,{"$f":"VLOOKUP('1. Eff Raw Data'!S3465,'CAS#check'!A$2:A$190,1,FALSE)","v":{"$error":"#N/A"}},1]
[null,null,{"$f":"VLOOKUP('1. Eff Raw Data'!S3466,'CAS#check'!A$2:A$190,1,FALSE)","v":{"$error":"#N/A"}},1]
[null,null,{"$f":"VLOOKUP('1. Eff Raw Data'!S3467,'CAS#check'!A$2:A$190,1,FALSE)","v":{"$error":"#N/A"}},1]
[null,null,{"$f":"VLOOKUP('1. Eff Raw Data'!S3468,'CAS#check'!A$2:A$190,1,FALSE)","v":{"$error":"#N/A"}},1]
[null,null,{"$f":"VLOOKUP('1. Eff Raw Data'!S3469,'CAS#check'!A$2:A$190,1,FALSE)","v":{"$error":"#N/A"}},1]
[null,null,{"$f":"VLOOKUP('1. Eff Raw Data'!S3470,'CAS#check'!A$2:A$190,1,FALSE)","v":{"$error":"#N/A"}},1]
[null,null,{"$f":"VLOOKUP('1. Eff Raw Data'!S3471,'CAS#check'!A$2:A$190,1,FALSE)","v":{"$error":"#N/A"}},1]
[null,null,{"$f":"VLOOKUP('1. Eff Raw Data'!S3472,'CAS#check'!A$2:A$190,1,FALSE)","v":{"$error":"#N/A"}},1]
[null,null,{"$f":"VLOOKUP('1. Eff Raw Data'!S3473,'CAS#check'!A$2:A$190,1,FALSE)","v":{"$error":"#N/A"}},1]
[null,null,{"$f":"VLOOKUP('1. Eff Raw Data'!S3474,'CAS#check'!A$2:A$190,1,FALSE)","v":{"$error":"#N/A"}},1]
[null,null,{"$f":"VLOOKUP('1. Eff Raw Data'!S3475,'CAS#check'!A$2:A$190,1,FALSE)","v":{"$error":"#N/A"}},1]
[null,null,{"$f":"VLOOKUP('1. Eff Raw Data'!S3476,'CAS#check'!A$2:A$190,1,FALSE)","v":{"$error":"#N/A"}},1]
[null,null,{"$f":"VLOOKUP('1. Eff Raw Data'!S3477,'CAS#check'!A$2:A$190,1,FALSE)","v":{"$error":"#N/A"}},1]
[null,null,{"$f":"VLOOKUP('1. Eff Raw Data'!S3478,'CAS#check'!A$2:A$190,1,FALSE)","v":{"$error":"#N/A"}},1]
[null,null,{"$f":"VLOOKUP('1. Eff Raw Data'!S3479,'CAS#check'!A$2:A$190,1,FALSE)","v":{"$error":"#N/A"}},1]
[null,null,{"$f":"VLOOKUP('1. Eff Raw Data'!S3480,'CAS#check'!A$2:A$190,1,FALSE)","v":{"$error":"#N/A"}},1]
[null,null,{"$f":"VLOOKUP('1. Eff Raw Data'!S3481,'CAS#check'!A$2:A$190,1,FALSE)","v":{"$error":"#N/A"}},1]
[null,null,{"$f":"VLOOKUP('1. Eff Raw Data'!S3482,'CAS#check'!A$2:A$190,1,FALSE)","v":{"$error":"#N/A"}},1]
[null,null,{"$f":"VLOOKUP('1. Eff Raw Data'!S3483,'CAS#check'!A$2:A$190,1,FALSE)","v":{"$error":"#N/A"}},1]
[null,null,{"$f":"VLOOKUP('1. Eff Raw Data'!S3484,'CAS#check'!A$2:A$190,1,FALSE)","v":{"$error":"#N/A"}},1]
[null,null,{"$f":"VLOOKUP('1. Eff Raw Data'!S3485,'CAS#check'!A$2:A$190,1,FALSE)","v":{"$error":"#N/A"}},1]
[null,null,{"$f":"VLOOKUP('1. Eff Raw Data'!S3486,'CAS#check'!A$2:A$190,1,FALSE)","v":{"$error":"#N/A"}},1]
[null,null,{"$f":"VLOOKUP('1. Eff Raw Data'!S3487,'CAS#check'!A$2:A$190,1,FALSE)","v":{"$error":"#N/A"}},1]
[null,null,{"$f":"VLOOKUP('1. Eff Raw Data'!S3488,'CAS#check'!A$2:A$190,1,FALSE)","v":{"$error":"#N/A"}},1]
[null,null,{"$f":"VLOOKUP('1. Eff Raw Data'!S3489,'CAS#check'!A$2:A$190,1,FALSE)","v":{"$error":"#N/A"}},1]
[null,null,{"$f":"VLOOKUP('1. Eff Raw Data'!S3490,'CAS#check'!A$2:A$190,1,FALSE)","v":{"$error":"#N/A"}},1]
[null,null,{"$f":"VLOOKUP('1. Eff Raw Data'!S3491,'CAS#check'!A$2:A$190,1,FALSE)","v":{"$error":"#N/A"}},1]
[null,null,{"$f":"VLOOKUP('1. Eff Raw Data'!S3492,'CAS#check'!A$2:A$190,1,FALSE)","v":{"$error":"#N/A"}},1]
[null,null,{"$f":"VLOOKUP('1. Eff Raw Data'!S3493,'CAS#check'!A$2:A$190,1,FALSE)","v":{"$error":"#N/A"}},1]
[null,null,{"$f":"VLOOKUP('1. Eff Raw Data'!S3494,'CAS#check'!A$2:A$190,1,FALSE)","v":{"$error":"#N/A"}},1]
[null,null,{"$f":"VLOOKUP('1. Eff Raw Data'!S3495,'CAS#check'!A$2:A$190,1,FALSE)","v":{"$error":"#N/A"}},1]
[null,null,{"$f":"VLOOKUP('1. Eff Raw Data'!S3496,'CAS#check'!A$2:A$190,1,FALSE)","v":{"$error":"#N/A"}},1]
[null,null,{"$f":"VLOOKUP('1. Eff Raw Data'!S3497,'CAS#check'!A$2:A$190,1,FALSE)","v":{"$error":"#N/A"}},1]
[null,null,{"$f":"VLOOKUP('1. Eff Raw Data'!S3498,'CAS#check'!A$2:A$190,1,FALSE)","v":{"$error":"#N/A"}},1]
[null,null,{"$f":"VLOOKUP('1. Eff Raw Data'!S3499,'CAS#check'!A$2:A$190,1,FALSE)","v":{"$error":"#N/A"}},1]
[null,null,{"$f":"VLOOKUP('1. Eff Raw Data'!S3500,'CAS#check'!A$2:A$190,1,FALSE)","v":{"$error":"#N/A"}},1]
[null,null,{"$f":"VLOOKUP('1. Eff Raw Data'!S3501,'CAS#check'!A$2:A$190,1,FALSE)","v":{"$error":"#N/A"}},1]
[null,null,{"$f":"VLOOKUP('1. Eff Raw Data'!S3502,'CAS#check'!A$2:A$190,1,FALSE)","v":{"$error":"#N/A"}},1]
[null,null,{"$f":"VLOOKUP('1. Eff Raw Data'!S3503,'CAS#check'!A$2:A$190,1,FALSE)","v":{"$error":"#N/A"}},1]
[null,null,{"$f":"VLOOKUP('1. Eff Raw Data'!S3504,'CAS#check'!A$2:A$190,1,FALSE)","v":{"$error":"#N/A"}},1]
[null,null,{"$f":"VLOOKUP('1. Eff Raw Data'!S3505,'CAS#check'!A$2:A$190,1,FALSE)","v":{"$error":"#N/A"}},1]
[null,null,{"$f":"VLOOKUP('1. Eff Raw Data'!S3506,'CAS#check'!A$2:A$190,1,FALSE)","v":{"$error":"#N/A"}},1]
[null,null,{"$f":"VLOOKUP('1. Eff Raw Data'!S3507,'CAS#check'!A$2:A$190,1,FALSE)","v":{"$error":"#N/A"}},1]
[null,null,{"$f":"VLOOKUP('1. Eff Raw Data'!S3508,'CAS#check'!A$2:A$190,1,FALSE)","v":{"$error":"#N/A"}},1]
[null,null,{"$f":"VLOOKUP('1. Eff Raw Data'!S3509,'CAS#check'!A$2:A$190,1,FALSE)","v":{"$error":"#N/A"}},1]
[null,null,{"$f":"VLOOKUP('1. Eff Raw Data'!S3510,'CAS#check'!A$2:A$190,1,FALSE)","v":{"$error":"#N/A"}},1]
[null,null,{"$f":"VLOOKUP('1. Eff Raw Data'!S3511,'CAS#check'!A$2:A$190,1,FALSE)","v":{"$error":"#N/A"}},1]
[null,null,{"$f":"VLOOKUP('1. Eff Raw Data'!S3512,'CAS#check'!A$2:A$190,1,FALSE)","v":{"$error":"#N/A"}},1]
[null,null,{"$f":"VLOOKUP('1. Eff Raw Data'!S3513,'CAS#check'!A$2:A$190,1,FALSE)","v":{"$error":"#N/A"}},1]
[null,null,{"$f":"VLOOKUP('1. Eff Raw Data'!S3514,'CAS#check'!A$2:A$190,1,FALSE)","v":{"$error":"#N/A"}},1]
[null,null,{"$f":"VLOOKUP('1. Eff Raw Data'!S3515,'CAS#check'!A$2:A$190,1,FALSE)","v":{"$error":"#N/A"}},1]
[null,null,{"$f":"VLOOKUP('1. Eff Raw Data'!S3516,'CAS#check'!A$2:A$190,1,FALSE)","v":{"$error":"#N/A"}},1]
[null,null,{"$f":"VLOOKUP('1. Eff Raw Data'!S3517,'CAS#check'!A$2:A$190,1,FALSE)","v":{"$error":"#N/A"}},{"$f":"IFERROR(_xlfn.IFNA(0*C3517,1),0)","v":1}]
[null,null,{"$f":"VLOOKUP('1. Eff Raw Data'!S3518,'CAS#check'!A$2:A$190,1,FALSE)","v":{"$error":"#N/A"}},1]
[null,null,{"$f":"VLOOKUP('1. Eff Raw Data'!S3519,'CAS#check'!A$2:A$190,1,FALSE)","v":{"$error":"#N/A"}},1]
[null,null,{"$f":"VLOOKUP('1. Eff Raw Data'!S3520,'CAS#check'!A$2:A$190,1,FALSE)","v":{"$error":"#N/A"}},1]
[null,null,{"$f":"VLOOKUP('1. Eff Raw Data'!S3521,'CAS#check'!A$2:A$190,1,FALSE)","v":{"$error":"#N/A"}},1]
[null,null,{"$f":"VLOOKUP('1. Eff Raw Data'!S3522,'CAS#check'!A$2:A$190,1,FALSE)","v":{"$error":"#N/A"}},1]
[null,null,{"$f":"VLOOKUP('1. Eff Raw Data'!S3523,'CAS#check'!A$2:A$190,1,FALSE)","v":{"$error":"#N/A"}},1]
[null,null,{"$f":"VLOOKUP('1. Eff Raw Data'!S3524,'CAS#check'!A$2:A$190,1,FALSE)","v":{"$error":"#N/A"}},1]
[null,null,{"$f":"VLOOKUP('1. Eff Raw Data'!S3525,'CAS#check'!A$2:A$190,1,FALSE)","v":{"$error":"#N/A"}},1]
[null,null,{"$f":"VLOOKUP('1. Eff Raw Data'!S3526,'CAS#check'!A$2:A$190,1,FALSE)","v":{"$error":"#N/A"}},1]
[null,null,{"$f":"VLOOKUP('1. Eff Raw Data'!S3527,'CAS#check'!A$2:A$190,1,FALSE)","v":{"$error":"#N/A"}},1]
[null,null,{"$f":"VLOOKUP('1. Eff Raw Data'!S3528,'CAS#check'!A$2:A$190,1,FALSE)","v":{"$error":"#N/A"}},1]
[null,null,{"$f":"VLOOKUP('1. Eff Raw Data'!S3529,'CAS#check'!A$2:A$190,1,FALSE)","v":{"$error":"#N/A"}},1]
[null,null,{"$f":"VLOOKUP('1. Eff Raw Data'!S3530,'CAS#check'!A$2:A$190,1,FALSE)","v":{"$error":"#N/A"}},1]
[null,null,{"$f":"VLOOKUP('1. Eff Raw Data'!S3531,'CAS#check'!A$2:A$190,1,FALSE)","v":{"$error":"#N/A"}},1]
[null,null,{"$f":"VLOOKUP('1. Eff Raw Data'!S3532,'CAS#check'!A$2:A$190,1,FALSE)","v":{"$error":"#N/A"}},1]
[null,null,{"$f":"VLOOKUP('1. Eff Raw Data'!S3533,'CAS#check'!A$2:A$190,1,FALSE)","v":{"$error":"#N/A"}},1]
[null,null,{"$f":"VLOOKUP('1. Eff Raw Data'!S3534,'CAS#check'!A$2:A$190,1,FALSE)","v":{"$error":"#N/A"}},1]
[null,null,{"$f":"VLOOKUP('1. Eff Raw Data'!S3535,'CAS#check'!A$2:A$190,1,FALSE)","v":{"$error":"#N/A"}},1]
[null,null,{"$f":"VLOOKUP('1. Eff Raw Data'!S3536,'CAS#check'!A$2:A$190,1,FALSE)","v":{"$error":"#N/A"}},1]
[null,null,{"$f":"VLOOKUP('1. Eff Raw Data'!S3537,'CAS#check'!A$2:A$190,1,FALSE)","v":{"$error":"#N/A"}},1]
[null,null,{"$f":"VLOOKUP('1. Eff Raw Data'!S3538,'CAS#check'!A$2:A$190,1,FALSE)","v":{"$error":"#N/A"}},1]
[null,null,{"$f":"VLOOKUP('1. Eff Raw Data'!S3539,'CAS#check'!A$2:A$190,1,FALSE)","v":{"$error":"#N/A"}},1]
[null,null,{"$f":"VLOOKUP('1. Eff Raw Data'!S3540,'CAS#check'!A$2:A$190,1,FALSE)","v":{"$error":"#N/A"}},1]
[null,null,{"$f":"VLOOKUP('1. Eff Raw Data'!S3541,'CAS#check'!A$2:A$190,1,FALSE)","v":{"$error":"#N/A"}},1]
[null,null,{"$f":"VLOOKUP('1. Eff Raw Data'!S3542,'CAS#check'!A$2:A$190,1,FALSE)","v":{"$error":"#N/A"}},1]
[null,null,{"$f":"VLOOKUP('1. Eff Raw Data'!S3543,'CAS#check'!A$2:A$190,1,FALSE)","v":{"$error":"#N/A"}},1]
[null,null,{"$f":"VLOOKUP('1. Eff Raw Data'!S3544,'CAS#check'!A$2:A$190,1,FALSE)","v":{"$error":"#N/A"}},1]
[null,null,{"$f":"VLOOKUP('1. Eff Raw Data'!S3545,'CAS#check'!A$2:A$190,1,FALSE)","v":{"$error":"#N/A"}},1]
[null,null,{"$f":"VLOOKUP('1. Eff Raw Data'!S3546,'CAS#check'!A$2:A$190,1,FALSE)","v":{"$error":"#N/A"}},1]
[null,null,{"$f":"VLOOKUP('1. Eff Raw Data'!S3547,'CAS#check'!A$2:A$190,1,FALSE)","v":{"$error":"#N/A"}},1]
[null,null,{"$f":"VLOOKUP('1. Eff Raw Data'!S3548,'CAS#check'!A$2:A$190,1,FALSE)","v":{"$error":"#N/A"}},1]
[null,null,{"$f":"VLOOKUP('1. Eff Raw Data'!S3549,'CAS#check'!A$2:A$190,1,FALSE)","v":{"$error":"#N/A"}},1]
[null,null,{"$f":"VLOOKUP('1. Eff Raw Data'!S3550,'CAS#check'!A$2:A$190,1,FALSE)","v":{"$error":"#N/A"}},1]
[null,null,{"$f":"VLOOKUP('1. Eff Raw Data'!S3551,'CAS#check'!A$2:A$190,1,FALSE)","v":{"$error":"#N/A"}},1]
[null,null,{"$f":"VLOOKUP('1. Eff Raw Data'!S3552,'CAS#check'!A$2:A$190,1,FALSE)","v":{"$error":"#N/A"}},1]
[null,null,{"$f":"VLOOKUP('1. Eff Raw Data'!S3553,'CAS#check'!A$2:A$190,1,FALSE)","v":{"$error":"#N/A"}},1]
[null,null,{"$f":"VLOOKUP('1. Eff Raw Data'!S3554,'CAS#check'!A$2:A$190,1,FALSE)","v":{"$error":"#N/A"}},1]
[null,null,{"$f":"VLOOKUP('1. Eff Raw Data'!S3555,'CAS#check'!A$2:A$190,1,FALSE)","v":{"$error":"#N/A"}},1]
[null,null,{"$f":"VLOOKUP('1. Eff Raw Data'!S3556,'CAS#check'!A$2:A$190,1,FALSE)","v":{"$error":"#N/A"}},1]
[null,null,{"$f":"VLOOKUP('1. Eff Raw Data'!S3557,'CAS#check'!A$2:A$190,1,FALSE)","v":{"$error":"#N/A"}},1]
[null,null,{"$f":"VLOOKUP('1. Eff Raw Data'!S3558,'CAS#check'!A$2:A$190,1,FALSE)","v":{"$error":"#N/A"}},1]
[null,null,{"$f":"VLOOKUP('1. Eff Raw Data'!S3559,'CAS#check'!A$2:A$190,1,FALSE)","v":{"$error":"#N/A"}},1]
[null,null,{"$f":"VLOOKUP('1. Eff Raw Data'!S3560,'CAS#check'!A$2:A$190,1,FALSE)","v":{"$error":"#N/A"}},1]
[null,null,{"$f":"VLOOKUP('1. Eff Raw Data'!S3561,'CAS#check'!A$2:A$190,1,FALSE)","v":{"$error":"#N/A"}},1]
[null,null,{"$f":"VLOOKUP('1. Eff Raw Data'!S3562,'CAS#check'!A$2:A$190,1,FALSE)","v":{"$error":"#N/A"}},1]
[null,null,{"$f":"VLOOKUP('1. Eff Raw Data'!S3563,'CAS#check'!A$2:A$190,1,FALSE)","v":{"$error":"#N/A"}},1]
[null,null,{"$f":"VLOOKUP('1. Eff Raw Data'!S3564,'CAS#check'!A$2:A$190,1,FALSE)","v":{"$error":"#N/A"}},1]
[null,null,{"$f":"VLOOKUP('1. Eff Raw Data'!S3565,'CAS#check'!A$2:A$190,1,FALSE)","v":{"$error":"#N/A"}},1]
[null,null,{"$f":"VLOOKUP('1. Eff Raw Data'!S3566,'CAS#check'!A$2:A$190,1,FALSE)","v":{"$error":"#N/A"}},1]
[null,null,{"$f":"VLOOKUP('1. Eff Raw Data'!S3567,'CAS#check'!A$2:A$190,1,FALSE)","v":{"$error":"#N/A"}},1]
[null,null,{"$f":"VLOOKUP('1. Eff Raw Data'!S3568,'CAS#check'!A$2:A$190,1,FALSE)","v":{"$error":"#N/A"}},1]
[null,null,{"$f":"VLOOKUP('1. Eff Raw Data'!S3569,'CAS#check'!A$2:A$190,1,FALSE)","v":{"$error":"#N/A"}},1]
[null,null,{"$f":"VLOOKUP('1. Eff Raw Data'!S3570,'CAS#check'!A$2:A$190,1,FALSE)","v":{"$error":"#N/A"}},1]
[null,null,{"$f":"VLOOKUP('1. Eff Raw Data'!S3571,'CAS#check'!A$2:A$190,1,FALSE)","v":{"$error":"#N/A"}},1]
[null,null,{"$f":"VLOOKUP('1. Eff Raw Data'!S3572,'CAS#check'!A$2:A$190,1,FALSE)","v":{"$error":"#N/A"}},1]
[null,null,{"$f":"VLOOKUP('1. Eff Raw Data'!S3573,'CAS#check'!A$2:A$190,1,FALSE)","v":{"$error":"#N/A"}},1]
[null,null,{"$f":"VLOOKUP('1. Eff Raw Data'!S3574,'CAS#check'!A$2:A$190,1,FALSE)","v":{"$error":"#N/A"}},1]
[null,null,{"$f":"VLOOKUP('1. Eff Raw Data'!S3575,'CAS#check'!A$2:A$190,1,FALSE)","v":{"$error":"#N/A"}},1]
[null,null,{"$f":"VLOOKUP('1. Eff Raw Data'!S3576,'CAS#check'!A$2:A$190,1,FALSE)","v":{"$error":"#N/A"}},1]
[null,null,{"$f":"VLOOKUP('1. Eff Raw Data'!S3577,'CAS#check'!A$2:A$190,1,FALSE)","v":{"$error":"#N/A"}},1]
[null,null,{"$f":"VLOOKUP('1. Eff Raw Data'!S3578,'CAS#check'!A$2:A$190,1,FALSE)","v":{"$error":"#N/A"}},1]
[null,null,{"$f":"VLOOKUP('1. Eff Raw Data'!S3579,'CAS#check'!A$2:A$190,1,FALSE)","v":{"$error":"#N/A"}},1]
[null,null,{"$f":"VLOOKUP('1. Eff Raw Data'!S3580,'CAS#check'!A$2:A$190,1,FALSE)","v":{"$error":"#N/A"}},1]
[null,null,{"$f":"VLOOKUP('1. Eff Raw Data'!S3581,'CAS#check'!A$2:A$190,1,FALSE)","v":{"$error":"#N/A"}},{"$f":"IFERROR(_xlfn.IFNA(0*C3581,1),0)","v":1}]
[null,null,{"$f":"VLOOKUP('1. Eff Raw Data'!S3582,'CAS#check'!A$2:A$190,1,FALSE)","v":{"$error":"#N/A"}},1]
[null,null,{"$f":"VLOOKUP('1. Eff Raw Data'!S3583,'CAS#check'!A$2:A$190,1,FALSE)","v":{"$error":"#N/A"}},1]
[null,null,{"$f":"VLOOKUP('1. Eff Raw Data'!S3584,'CAS#check'!A$2:A$190,1,FALSE)","v":{"$error":"#N/A"}},1]
[null,null,{"$f":"VLOOKUP('1. Eff Raw Data'!S3585,'CAS#check'!A$2:A$190,1,FALSE)","v":{"$error":"#N/A"}},1]
[null,null,{"$f":"VLOOKUP('1. Eff Raw Data'!S3586,'CAS#check'!A$2:A$190,1,FALSE)","v":{"$error":"#N/A"}},1]
[null,null,{"$f":"VLOOKUP('1. Eff Raw Data'!S3587,'CAS#check'!A$2:A$190,1,FALSE)","v":{"$error":"#N/A"}},1]
[null,null,{"$f":"VLOOKUP('1. Eff Raw Data'!S3588,'CAS#check'!A$2:A$190,1,FALSE)","v":{"$error":"#N/A"}},1]
[null,null,{"$f":"VLOOKUP('1. Eff Raw Data'!S3589,'CAS#check'!A$2:A$190,1,FALSE)","v":{"$error":"#N/A"}},1]
[null,null,{"$f":"VLOOKUP('1. Eff Raw Data'!S3590,'CAS#check'!A$2:A$190,1,FALSE)","v":{"$error":"#N/A"}},1]
[null,null,{"$f":"VLOOKUP('1. Eff Raw Data'!S3591,'CAS#check'!A$2:A$190,1,FALSE)","v":{"$error":"#N/A"}},1]
[null,null,{"$f":"VLOOKUP('1. Eff Raw Data'!S3592,'CAS#check'!A$2:A$190,1,FALSE)","v":{"$error":"#N/A"}},1]
[null,null,{"$f":"VLOOKUP('1. Eff Raw Data'!S3593,'CAS#check'!A$2:A$190,1,FALSE)","v":{"$error":"#N/A"}},1]
[null,null,{"$f":"VLOOKUP('1. Eff Raw Data'!S3594,'CAS#check'!A$2:A$190,1,FALSE)","v":{"$error":"#N/A"}},1]
[null,null,{"$f":"VLOOKUP('1. Eff Raw Data'!S3595,'CAS#check'!A$2:A$190,1,FALSE)","v":{"$error":"#N/A"}},1]
[null,null,{"$f":"VLOOKUP('1. Eff Raw Data'!S3596,'CAS#check'!A$2:A$190,1,FALSE)","v":{"$error":"#N/A"}},1]
[null,null,{"$f":"VLOOKUP('1. Eff Raw Data'!S3597,'CAS#check'!A$2:A$190,1,FALSE)","v":{"$error":"#N/A"}},1]
[null,null,{"$f":"VLOOKUP('1. Eff Raw Data'!S3598,'CAS#check'!A$2:A$190,1,FALSE)","v":{"$error":"#N/A"}},1]
[null,null,{"$f":"VLOOKUP('1. Eff Raw Data'!S3599,'CAS#check'!A$2:A$190,1,FALSE)","v":{"$error":"#N/A"}},1]
[null,null,{"$f":"VLOOKUP('1. Eff Raw Data'!S3600,'CAS#check'!A$2:A$190,1,FALSE)","v":{"$error":"#N/A"}},1]
[null,null,{"$f":"VLOOKUP('1. Eff Raw Data'!S3601,'CAS#check'!A$2:A$190,1,FALSE)","v":{"$error":"#N/A"}},1]
[null,null,{"$f":"VLOOKUP('1. Eff Raw Data'!S3602,'CAS#check'!A$2:A$190,1,FALSE)","v":{"$error":"#N/A"}},1]
[null,null,{"$f":"VLOOKUP('1. Eff Raw Data'!S3603,'CAS#check'!A$2:A$190,1,FALSE)","v":{"$error":"#N/A"}},1]
[null,null,{"$f":"VLOOKUP('1. Eff Raw Data'!S3604,'CAS#check'!A$2:A$190,1,FALSE)","v":{"$error":"#N/A"}},1]
[null,null,{"$f":"VLOOKUP('1. Eff Raw Data'!S3605,'CAS#check'!A$2:A$190,1,FALSE)","v":{"$error":"#N/A"}},1]
[null,null,{"$f":"VLOOKUP('1. Eff Raw Data'!S3606,'CAS#check'!A$2:A$190,1,FALSE)","v":{"$error":"#N/A"}},1]
[null,null,{"$f":"VLOOKUP('1. Eff Raw Data'!S3607,'CAS#check'!A$2:A$190,1,FALSE)","v":{"$error":"#N/A"}},1]
[null,null,{"$f":"VLOOKUP('1. Eff Raw Data'!S3608,'CAS#check'!A$2:A$190,1,FALSE)","v":{"$error":"#N/A"}},1]
[null,null,{"$f":"VLOOKUP('1. Eff Raw Data'!S3609,'CAS#check'!A$2:A$190,1,FALSE)","v":{"$error":"#N/A"}},1]
[null,null,{"$f":"VLOOKUP('1. Eff Raw Data'!S3610,'CAS#check'!A$2:A$190,1,FALSE)","v":{"$error":"#N/A"}},1]
[null,null,{"$f":"VLOOKUP('1. Eff Raw Data'!S3611,'CAS#check'!A$2:A$190,1,FALSE)","v":{"$error":"#N/A"}},1]
[null,null,{"$f":"VLOOKUP('1. Eff Raw Data'!S3612,'CAS#check'!A$2:A$190,1,FALSE)","v":{"$error":"#N/A"}},1]
[null,null,{"$f":"VLOOKUP('1. Eff Raw Data'!S3613,'CAS#check'!A$2:A$190,1,FALSE)","v":{"$error":"#N/A"}},1]
[null,null,{"$f":"VLOOKUP('1. Eff Raw Data'!S3614,'CAS#check'!A$2:A$190,1,FALSE)","v":{"$error":"#N/A"}},1]
[null,null,{"$f":"VLOOKUP('1. Eff Raw Data'!S3615,'CAS#check'!A$2:A$190,1,FALSE)","v":{"$error":"#N/A"}},1]
[null,null,{"$f":"VLOOKUP('1. Eff Raw Data'!S3616,'CAS#check'!A$2:A$190,1,FALSE)","v":{"$error":"#N/A"}},1]
[null,null,{"$f":"VLOOKUP('1. Eff Raw Data'!S3617,'CAS#check'!A$2:A$190,1,FALSE)","v":{"$error":"#N/A"}},1]
[null,null,{"$f":"VLOOKUP('1. Eff Raw Data'!S3618,'CAS#check'!A$2:A$190,1,FALSE)","v":{"$error":"#N/A"}},1]
[null,null,{"$f":"VLOOKUP('1. Eff Raw Data'!S3619,'CAS#check'!A$2:A$190,1,FALSE)","v":{"$error":"#N/A"}},1]
[null,null,{"$f":"VLOOKUP('1. Eff Raw Data'!S3620,'CAS#check'!A$2:A$190,1,FALSE)","v":{"$error":"#N/A"}},1]
[null,null,{"$f":"VLOOKUP('1. Eff Raw Data'!S3621,'CAS#check'!A$2:A$190,1,FALSE)","v":{"$error":"#N/A"}},1]
[null,null,{"$f":"VLOOKUP('1. Eff Raw Data'!S3622,'CAS#check'!A$2:A$190,1,FALSE)","v":{"$error":"#N/A"}},1]
[null,null,{"$f":"VLOOKUP('1. Eff Raw Data'!S3623,'CAS#check'!A$2:A$190,1,FALSE)","v":{"$error":"#N/A"}},1]
[null,null,{"$f":"VLOOKUP('1. Eff Raw Data'!S3624,'CAS#check'!A$2:A$190,1,FALSE)","v":{"$error":"#N/A"}},1]
[null,null,{"$f":"VLOOKUP('1. Eff Raw Data'!S3625,'CAS#check'!A$2:A$190,1,FALSE)","v":{"$error":"#N/A"}},1]
[null,null,{"$f":"VLOOKUP('1. Eff Raw Data'!S3626,'CAS#check'!A$2:A$190,1,FALSE)","v":{"$error":"#N/A"}},1]
[null,null,{"$f":"VLOOKUP('1. Eff Raw Data'!S3627,'CAS#check'!A$2:A$190,1,FALSE)","v":{"$error":"#N/A"}},1]
[null,null,{"$f":"VLOOKUP('1. Eff Raw Data'!S3628,'CAS#check'!A$2:A$190,1,FALSE)","v":{"$error":"#N/A"}},1]
[null,null,{"$f":"VLOOKUP('1. Eff Raw Data'!S3629,'CAS#check'!A$2:A$190,1,FALSE)","v":{"$error":"#N/A"}},1]
[null,null,{"$f":"VLOOKUP('1. Eff Raw Data'!S3630,'CAS#check'!A$2:A$190,1,FALSE)","v":{"$error":"#N/A"}},1]
[null,null,{"$f":"VLOOKUP('1. Eff Raw Data'!S3631,'CAS#check'!A$2:A$190,1,FALSE)","v":{"$error":"#N/A"}},1]
[null,null,{"$f":"VLOOKUP('1. Eff Raw Data'!S3632,'CAS#check'!A$2:A$190,1,FALSE)","v":{"$error":"#N/A"}},1]
[null,null,{"$f":"VLOOKUP('1. Eff Raw Data'!S3633,'CAS#check'!A$2:A$190,1,FALSE)","v":{"$error":"#N/A"}},1]
[null,null,{"$f":"VLOOKUP('1. Eff Raw Data'!S3634,'CAS#check'!A$2:A$190,1,FALSE)","v":{"$error":"#N/A"}},1]
[null,null,{"$f":"VLOOKUP('1. Eff Raw Data'!S3635,'CAS#check'!A$2:A$190,1,FALSE)","v":{"$error":"#N/A"}},1]
[null,null,{"$f":"VLOOKUP('1. Eff Raw Data'!S3636,'CAS#check'!A$2:A$190,1,FALSE)","v":{"$error":"#N/A"}},1]
[null,null,{"$f":"VLOOKUP('1. Eff Raw Data'!S3637,'CAS#check'!A$2:A$190,1,FALSE)","v":{"$error":"#N/A"}},1]
[null,null,{"$f":"VLOOKUP('1. Eff Raw Data'!S3638,'CAS#check'!A$2:A$190,1,FALSE)","v":{"$error":"#N/A"}},1]
[null,null,{"$f":"VLOOKUP('1. Eff Raw Data'!S3639,'CAS#check'!A$2:A$190,1,FALSE)","v":{"$error":"#N/A"}},1]
[null,null,{"$f":"VLOOKUP('1. Eff Raw Data'!S3640,'CAS#check'!A$2:A$190,1,FALSE)","v":{"$error":"#N/A"}},1]
[null,null,{"$f":"VLOOKUP('1. Eff Raw Data'!S3641,'CAS#check'!A$2:A$190,1,FALSE)","v":{"$error":"#N/A"}},1]
[null,null,{"$f":"VLOOKUP('1. Eff Raw Data'!S3642,'CAS#check'!A$2:A$190,1,FALSE)","v":{"$error":"#N/A"}},1]
[null,null,{"$f":"VLOOKUP('1. Eff Raw Data'!S3643,'CAS#check'!A$2:A$190,1,FALSE)","v":{"$error":"#N/A"}},1]
[null,null,{"$f":"VLOOKUP('1. Eff Raw Data'!S3644,'CAS#check'!A$2:A$190,1,FALSE)","v":{"$error":"#N/A"}},1]
[null,null,{"$f":"VLOOKUP('1. Eff Raw Data'!S3645,'CAS#check'!A$2:A$190,1,FALSE)","v":{"$error":"#N/A"}},{"$f":"IFERROR(_xlfn.IFNA(0*C3645,1),0)","v":1}]
[null,null,{"$f":"VLOOKUP('1. Eff Raw Data'!S3646,'CAS#check'!A$2:A$190,1,FALSE)","v":{"$error":"#N/A"}},1]
[null,null,{"$f":"VLOOKUP('1. Eff Raw Data'!S3647,'CAS#check'!A$2:A$190,1,FALSE)","v":{"$error":"#N/A"}},1]
[null,null,{"$f":"VLOOKUP('1. Eff Raw Data'!S3648,'CAS#check'!A$2:A$190,1,FALSE)","v":{"$error":"#N/A"}},1]
[null,null,{"$f":"VLOOKUP('1. Eff Raw Data'!S3649,'CAS#check'!A$2:A$190,1,FALSE)","v":{"$error":"#N/A"}},1]
[null,null,{"$f":"VLOOKUP('1. Eff Raw Data'!S3650,'CAS#check'!A$2:A$190,1,FALSE)","v":{"$error":"#N/A"}},1]
[null,null,{"$f":"VLOOKUP('1. Eff Raw Data'!S3651,'CAS#check'!A$2:A$190,1,FALSE)","v":{"$error":"#N/A"}},1]
[null,null,{"$f":"VLOOKUP('1. Eff Raw Data'!S3652,'CAS#check'!A$2:A$190,1,FALSE)","v":{"$error":"#N/A"}},1]
[null,null,{"$f":"VLOOKUP('1. Eff Raw Data'!S3653,'CAS#check'!A$2:A$190,1,FALSE)","v":{"$error":"#N/A"}},1]
[null,null,{"$f":"VLOOKUP('1. Eff Raw Data'!S3654,'CAS#check'!A$2:A$190,1,FALSE)","v":{"$error":"#N/A"}},1]
[null,null,{"$f":"VLOOKUP('1. Eff Raw Data'!S3655,'CAS#check'!A$2:A$190,1,FALSE)","v":{"$error":"#N/A"}},1]
[null,null,{"$f":"VLOOKUP('1. Eff Raw Data'!S3656,'CAS#check'!A$2:A$190,1,FALSE)","v":{"$error":"#N/A"}},1]
[null,null,{"$f":"VLOOKUP('1. Eff Raw Data'!S3657,'CAS#check'!A$2:A$190,1,FALSE)","v":{"$error":"#N/A"}},1]
[null,null,{"$f":"VLOOKUP('1. Eff Raw Data'!S3658,'CAS#check'!A$2:A$190,1,FALSE)","v":{"$error":"#N/A"}},1]
[null,null,{"$f":"VLOOKUP('1. Eff Raw Data'!S3659,'CAS#check'!A$2:A$190,1,FALSE)","v":{"$error":"#N/A"}},1]
[null,null,{"$f":"VLOOKUP('1. Eff Raw Data'!S3660,'CAS#check'!A$2:A$190,1,FALSE)","v":{"$error":"#N/A"}},1]
[null,null,{"$f":"VLOOKUP('1. Eff Raw Data'!S3661,'CAS#check'!A$2:A$190,1,FALSE)","v":{"$error":"#N/A"}},1]
[null,null,{"$f":"VLOOKUP('1. Eff Raw Data'!S3662,'CAS#check'!A$2:A$190,1,FALSE)","v":{"$error":"#N/A"}},1]
[null,null,{"$f":"VLOOKUP('1. Eff Raw Data'!S3663,'CAS#check'!A$2:A$190,1,FALSE)","v":{"$error":"#N/A"}},1]
[null,null,{"$f":"VLOOKUP('1. Eff Raw Data'!S3664,'CAS#check'!A$2:A$190,1,FALSE)","v":{"$error":"#N/A"}},1]
[null,null,{"$f":"VLOOKUP('1. Eff Raw Data'!S3665,'CAS#check'!A$2:A$190,1,FALSE)","v":{"$error":"#N/A"}},1]
[null,null,{"$f":"VLOOKUP('1. Eff Raw Data'!S3666,'CAS#check'!A$2:A$190,1,FALSE)","v":{"$error":"#N/A"}},1]
[null,null,{"$f":"VLOOKUP('1. Eff Raw Data'!S3667,'CAS#check'!A$2:A$190,1,FALSE)","v":{"$error":"#N/A"}},1]
[null,null,{"$f":"VLOOKUP('1. Eff Raw Data'!S3668,'CAS#check'!A$2:A$190,1,FALSE)","v":{"$error":"#N/A"}},1]
[null,null,{"$f":"VLOOKUP('1. Eff Raw Data'!S3669,'CAS#check'!A$2:A$190,1,FALSE)","v":{"$error":"#N/A"}},1]
[null,null,{"$f":"VLOOKUP('1. Eff Raw Data'!S3670,'CAS#check'!A$2:A$190,1,FALSE)","v":{"$error":"#N/A"}},1]
[null,null,{"$f":"VLOOKUP('1. Eff Raw Data'!S3671,'CAS#check'!A$2:A$190,1,FALSE)","v":{"$error":"#N/A"}},1]
[null,null,{"$f":"VLOOKUP('1. Eff Raw Data'!S3672,'CAS#check'!A$2:A$190,1,FALSE)","v":{"$error":"#N/A"}},1]
[null,null,{"$f":"VLOOKUP('1. Eff Raw Data'!S3673,'CAS#check'!A$2:A$190,1,FALSE)","v":{"$error":"#N/A"}},1]
[null,null,{"$f":"VLOOKUP('1. Eff Raw Data'!S3674,'CAS#check'!A$2:A$190,1,FALSE)","v":{"$error":"#N/A"}},1]
[null,null,{"$f":"VLOOKUP('1. Eff Raw Data'!S3675,'CAS#check'!A$2:A$190,1,FALSE)","v":{"$error":"#N/A"}},1]
[null,null,{"$f":"VLOOKUP('1. Eff Raw Data'!S3676,'CAS#check'!A$2:A$190,1,FALSE)","v":{"$error":"#N/A"}},1]
[null,null,{"$f":"VLOOKUP('1. Eff Raw Data'!S3677,'CAS#check'!A$2:A$190,1,FALSE)","v":{"$error":"#N/A"}},1]
[null,null,{"$f":"VLOOKUP('1. Eff Raw Data'!S3678,'CAS#check'!A$2:A$190,1,FALSE)","v":{"$error":"#N/A"}},1]
[null,null,{"$f":"VLOOKUP('1. Eff Raw Data'!S3679,'CAS#check'!A$2:A$190,1,FALSE)","v":{"$error":"#N/A"}},1]
[null,null,{"$f":"VLOOKUP('1. Eff Raw Data'!S3680,'CAS#check'!A$2:A$190,1,FALSE)","v":{"$error":"#N/A"}},1]
[null,null,{"$f":"VLOOKUP('1. Eff Raw Data'!S3681,'CAS#check'!A$2:A$190,1,FALSE)","v":{"$error":"#N/A"}},1]
[null,null,{"$f":"VLOOKUP('1. Eff Raw Data'!S3682,'CAS#check'!A$2:A$190,1,FALSE)","v":{"$error":"#N/A"}},1]
[null,null,{"$f":"VLOOKUP('1. Eff Raw Data'!S3683,'CAS#check'!A$2:A$190,1,FALSE)","v":{"$error":"#N/A"}},1]
[null,null,{"$f":"VLOOKUP('1. Eff Raw Data'!S3684,'CAS#check'!A$2:A$190,1,FALSE)","v":{"$error":"#N/A"}},1]
[null,null,{"$f":"VLOOKUP('1. Eff Raw Data'!S3685,'CAS#check'!A$2:A$190,1,FALSE)","v":{"$error":"#N/A"}},1]
[null,null,{"$f":"VLOOKUP('1. Eff Raw Data'!S3686,'CAS#check'!A$2:A$190,1,FALSE)","v":{"$error":"#N/A"}},1]
[null,null,{"$f":"VLOOKUP('1. Eff Raw Data'!S3687,'CAS#check'!A$2:A$190,1,FALSE)","v":{"$error":"#N/A"}},1]
[null,null,{"$f":"VLOOKUP('1. Eff Raw Data'!S3688,'CAS#check'!A$2:A$190,1,FALSE)","v":{"$error":"#N/A"}},1]
[null,null,{"$f":"VLOOKUP('1. Eff Raw Data'!S3689,'CAS#check'!A$2:A$190,1,FALSE)","v":{"$error":"#N/A"}},1]
[null,null,{"$f":"VLOOKUP('1. Eff Raw Data'!S3690,'CAS#check'!A$2:A$190,1,FALSE)","v":{"$error":"#N/A"}},1]
[null,null,{"$f":"VLOOKUP('1. Eff Raw Data'!S3691,'CAS#check'!A$2:A$190,1,FALSE)","v":{"$error":"#N/A"}},1]
[null,null,{"$f":"VLOOKUP('1. Eff Raw Data'!S3692,'CAS#check'!A$2:A$190,1,FALSE)","v":{"$error":"#N/A"}},1]
[null,null,{"$f":"VLOOKUP('1. Eff Raw Data'!S3693,'CAS#check'!A$2:A$190,1,FALSE)","v":{"$error":"#N/A"}},1]
[null,null,{"$f":"VLOOKUP('1. Eff Raw Data'!S3694,'CAS#check'!A$2:A$190,1,FALSE)","v":{"$error":"#N/A"}},1]
[null,null,{"$f":"VLOOKUP('1. Eff Raw Data'!S3695,'CAS#check'!A$2:A$190,1,FALSE)","v":{"$error":"#N/A"}},1]
[null,null,{"$f":"VLOOKUP('1. Eff Raw Data'!S3696,'CAS#check'!A$2:A$190,1,FALSE)","v":{"$error":"#N/A"}},1]
[null,null,{"$f":"VLOOKUP('1. Eff Raw Data'!S3697,'CAS#check'!A$2:A$190,1,FALSE)","v":{"$error":"#N/A"}},1]
[null,null,{"$f":"VLOOKUP('1. Eff Raw Data'!S3698,'CAS#check'!A$2:A$190,1,FALSE)","v":{"$error":"#N/A"}},1]
[null,null,{"$f":"VLOOKUP('1. Eff Raw Data'!S3699,'CAS#check'!A$2:A$190,1,FALSE)","v":{"$error":"#N/A"}},1]
[null,null,{"$f":"VLOOKUP('1. Eff Raw Data'!S3700,'CAS#check'!A$2:A$190,1,FALSE)","v":{"$error":"#N/A"}},1]
[null,null,{"$f":"VLOOKUP('1. Eff Raw Data'!S3701,'CAS#check'!A$2:A$190,1,FALSE)","v":{"$error":"#N/A"}},1]
[null,null,{"$f":"VLOOKUP('1. Eff Raw Data'!S3702,'CAS#check'!A$2:A$190,1,FALSE)","v":{"$error":"#N/A"}},1]
[null,null,{"$f":"VLOOKUP('1. Eff Raw Data'!S3703,'CAS#check'!A$2:A$190,1,FALSE)","v":{"$error":"#N/A"}},1]
[null,null,{"$f":"VLOOKUP('1. Eff Raw Data'!S3704,'CAS#check'!A$2:A$190,1,FALSE)","v":{"$error":"#N/A"}},1]
[null,null,{"$f":"VLOOKUP('1. Eff Raw Data'!S3705,'CAS#check'!A$2:A$190,1,FALSE)","v":{"$error":"#N/A"}},1]
[null,null,{"$f":"VLOOKUP('1. Eff Raw Data'!S3706,'CAS#check'!A$2:A$190,1,FALSE)","v":{"$error":"#N/A"}},1]
[null,null,{"$f":"VLOOKUP('1. Eff Raw Data'!S3707,'CAS#check'!A$2:A$190,1,FALSE)","v":{"$error":"#N/A"}},1]
[null,null,{"$f":"VLOOKUP('1. Eff Raw Data'!S3708,'CAS#check'!A$2:A$190,1,FALSE)","v":{"$error":"#N/A"}},1]
[null,null,{"$f":"VLOOKUP('1. Eff Raw Data'!S3709,'CAS#check'!A$2:A$190,1,FALSE)","v":{"$error":"#N/A"}},{"$f":"IFERROR(_xlfn.IFNA(0*C3709,1),0)","v":1}]
[null,null,{"$f":"VLOOKUP('1. Eff Raw Data'!S3710,'CAS#check'!A$2:A$190,1,FALSE)","v":{"$error":"#N/A"}},1]
[null,null,{"$f":"VLOOKUP('1. Eff Raw Data'!S3711,'CAS#check'!A$2:A$190,1,FALSE)","v":{"$error":"#N/A"}},1]
[null,null,{"$f":"VLOOKUP('1. Eff Raw Data'!S3712,'CAS#check'!A$2:A$190,1,FALSE)","v":{"$error":"#N/A"}},1]
[null,null,{"$f":"VLOOKUP('1. Eff Raw Data'!S3713,'CAS#check'!A$2:A$190,1,FALSE)","v":{"$error":"#N/A"}},1]
[null,null,{"$f":"VLOOKUP('1. Eff Raw Data'!S3714,'CAS#check'!A$2:A$190,1,FALSE)","v":{"$error":"#N/A"}},1]
[null,null,{"$f":"VLOOKUP('1. Eff Raw Data'!S3715,'CAS#check'!A$2:A$190,1,FALSE)","v":{"$error":"#N/A"}},1]
[null,null,{"$f":"VLOOKUP('1. Eff Raw Data'!S3716,'CAS#check'!A$2:A$190,1,FALSE)","v":{"$error":"#N/A"}},1]
[null,null,{"$f":"VLOOKUP('1. Eff Raw Data'!S3717,'CAS#check'!A$2:A$190,1,FALSE)","v":{"$error":"#N/A"}},1]
[null,null,{"$f":"VLOOKUP('1. Eff Raw Data'!S3718,'CAS#check'!A$2:A$190,1,FALSE)","v":{"$error":"#N/A"}},1]
[null,null,{"$f":"VLOOKUP('1. Eff Raw Data'!S3719,'CAS#check'!A$2:A$190,1,FALSE)","v":{"$error":"#N/A"}},1]
[null,null,{"$f":"VLOOKUP('1. Eff Raw Data'!S3720,'CAS#check'!A$2:A$190,1,FALSE)","v":{"$error":"#N/A"}},1]
[null,null,{"$f":"VLOOKUP('1. Eff Raw Data'!S3721,'CAS#check'!A$2:A$190,1,FALSE)","v":{"$error":"#N/A"}},1]
[null,null,{"$f":"VLOOKUP('1. Eff Raw Data'!S3722,'CAS#check'!A$2:A$190,1,FALSE)","v":{"$error":"#N/A"}},1]
[null,null,{"$f":"VLOOKUP('1. Eff Raw Data'!S3723,'CAS#check'!A$2:A$190,1,FALSE)","v":{"$error":"#N/A"}},1]
[null,null,{"$f":"VLOOKUP('1. Eff Raw Data'!S3724,'CAS#check'!A$2:A$190,1,FALSE)","v":{"$error":"#N/A"}},1]
[null,null,{"$f":"VLOOKUP('1. Eff Raw Data'!S3725,'CAS#check'!A$2:A$190,1,FALSE)","v":{"$error":"#N/A"}},1]
[null,null,{"$f":"VLOOKUP('1. Eff Raw Data'!S3726,'CAS#check'!A$2:A$190,1,FALSE)","v":{"$error":"#N/A"}},1]
[null,null,{"$f":"VLOOKUP('1. Eff Raw Data'!S3727,'CAS#check'!A$2:A$190,1,FALSE)","v":{"$error":"#N/A"}},1]
[null,null,{"$f":"VLOOKUP('1. Eff Raw Data'!S3728,'CAS#check'!A$2:A$190,1,FALSE)","v":{"$error":"#N/A"}},1]
[null,null,{"$f":"VLOOKUP('1. Eff Raw Data'!S3729,'CAS#check'!A$2:A$190,1,FALSE)","v":{"$error":"#N/A"}},1]
[null,null,{"$f":"VLOOKUP('1. Eff Raw Data'!S3730,'CAS#check'!A$2:A$190,1,FALSE)","v":{"$error":"#N/A"}},1]
[null,null,{"$f":"VLOOKUP('1. Eff Raw Data'!S3731,'CAS#check'!A$2:A$190,1,FALSE)","v":{"$error":"#N/A"}},1]
[null,null,{"$f":"VLOOKUP('1. Eff Raw Data'!S3732,'CAS#check'!A$2:A$190,1,FALSE)","v":{"$error":"#N/A"}},1]
[null,null,{"$f":"VLOOKUP('1. Eff Raw Data'!S3733,'CAS#check'!A$2:A$190,1,FALSE)","v":{"$error":"#N/A"}},1]
[null,null,{"$f":"VLOOKUP('1. Eff Raw Data'!S3734,'CAS#check'!A$2:A$190,1,FALSE)","v":{"$error":"#N/A"}},1]
[null,null,{"$f":"VLOOKUP('1. Eff Raw Data'!S3735,'CAS#check'!A$2:A$190,1,FALSE)","v":{"$error":"#N/A"}},1]
[null,null,{"$f":"VLOOKUP('1. Eff Raw Data'!S3736,'CAS#check'!A$2:A$190,1,FALSE)","v":{"$error":"#N/A"}},1]
[null,null,{"$f":"VLOOKUP('1. Eff Raw Data'!S3737,'CAS#check'!A$2:A$190,1,FALSE)","v":{"$error":"#N/A"}},1]
[null,null,{"$f":"VLOOKUP('1. Eff Raw Data'!S3738,'CAS#check'!A$2:A$190,1,FALSE)","v":{"$error":"#N/A"}},1]
[null,null,{"$f":"VLOOKUP('1. Eff Raw Data'!S3739,'CAS#check'!A$2:A$190,1,FALSE)","v":{"$error":"#N/A"}},1]
[null,null,{"$f":"VLOOKUP('1. Eff Raw Data'!S3740,'CAS#check'!A$2:A$190,1,FALSE)","v":{"$error":"#N/A"}},1]
[null,null,{"$f":"VLOOKUP('1. Eff Raw Data'!S3741,'CAS#check'!A$2:A$190,1,FALSE)","v":{"$error":"#N/A"}},1]
[null,null,{"$f":"VLOOKUP('1. Eff Raw Data'!S3742,'CAS#check'!A$2:A$190,1,FALSE)","v":{"$error":"#N/A"}},1]
[null,null,{"$f":"VLOOKUP('1. Eff Raw Data'!S3743,'CAS#check'!A$2:A$190,1,FALSE)","v":{"$error":"#N/A"}},1]
[null,null,{"$f":"VLOOKUP('1. Eff Raw Data'!S3744,'CAS#check'!A$2:A$190,1,FALSE)","v":{"$error":"#N/A"}},1]
[null,null,{"$f":"VLOOKUP('1. Eff Raw Data'!S3745,'CAS#check'!A$2:A$190,1,FALSE)","v":{"$error":"#N/A"}},1]
[null,null,{"$f":"VLOOKUP('1. Eff Raw Data'!S3746,'CAS#check'!A$2:A$190,1,FALSE)","v":{"$error":"#N/A"}},1]
[null,null,{"$f":"VLOOKUP('1. Eff Raw Data'!S3747,'CAS#check'!A$2:A$190,1,FALSE)","v":{"$error":"#N/A"}},1]
[null,null,{"$f":"VLOOKUP('1. Eff Raw Data'!S3748,'CAS#check'!A$2:A$190,1,FALSE)","v":{"$error":"#N/A"}},1]
[null,null,{"$f":"VLOOKUP('1. Eff Raw Data'!S3749,'CAS#check'!A$2:A$190,1,FALSE)","v":{"$error":"#N/A"}},1]
[null,null,{"$f":"VLOOKUP('1. Eff Raw Data'!S3750,'CAS#check'!A$2:A$190,1,FALSE)","v":{"$error":"#N/A"}},1]
[null,null,{"$f":"VLOOKUP('1. Eff Raw Data'!S3751,'CAS#check'!A$2:A$190,1,FALSE)","v":{"$error":"#N/A"}},1]
[null,null,{"$f":"VLOOKUP('1. Eff Raw Data'!S3752,'CAS#check'!A$2:A$190,1,FALSE)","v":{"$error":"#N/A"}},1]
[null,null,{"$f":"VLOOKUP('1. Eff Raw Data'!S3753,'CAS#check'!A$2:A$190,1,FALSE)","v":{"$error":"#N/A"}},1]
[null,null,{"$f":"VLOOKUP('1. Eff Raw Data'!S3754,'CAS#check'!A$2:A$190,1,FALSE)","v":{"$error":"#N/A"}},1]
[null,null,{"$f":"VLOOKUP('1. Eff Raw Data'!S3755,'CAS#check'!A$2:A$190,1,FALSE)","v":{"$error":"#N/A"}},1]
[null,null,{"$f":"VLOOKUP('1. Eff Raw Data'!S3756,'CAS#check'!A$2:A$190,1,FALSE)","v":{"$error":"#N/A"}},1]
[null,null,{"$f":"VLOOKUP('1. Eff Raw Data'!S3757,'CAS#check'!A$2:A$190,1,FALSE)","v":{"$error":"#N/A"}},1]
[null,null,{"$f":"VLOOKUP('1. Eff Raw Data'!S3758,'CAS#check'!A$2:A$190,1,FALSE)","v":{"$error":"#N/A"}},1]
[null,null,{"$f":"VLOOKUP('1. Eff Raw Data'!S3759,'CAS#check'!A$2:A$190,1,FALSE)","v":{"$error":"#N/A"}},1]
[null,null,{"$f":"VLOOKUP('1. Eff Raw Data'!S3760,'CAS#check'!A$2:A$190,1,FALSE)","v":{"$error":"#N/A"}},1]
[null,null,{"$f":"VLOOKUP('1. Eff Raw Data'!S3761,'CAS#check'!A$2:A$190,1,FALSE)","v":{"$error":"#N/A"}},1]
[null,null,{"$f":"VLOOKUP('1. Eff Raw Data'!S3762,'CAS#check'!A$2:A$190,1,FALSE)","v":{"$error":"#N/A"}},1]
[null,null,{"$f":"VLOOKUP('1. Eff Raw Data'!S3763,'CAS#check'!A$2:A$190,1,FALSE)","v":{"$error":"#N/A"}},1]
[null,null,{"$f":"VLOOKUP('1. Eff Raw Data'!S3764,'CAS#check'!A$2:A$190,1,FALSE)","v":{"$error":"#N/A"}},1]
[null,null,{"$f":"VLOOKUP('1. Eff Raw Data'!S3765,'CAS#check'!A$2:A$190,1,FALSE)","v":{"$error":"#N/A"}},1]
[null,null,{"$f":"VLOOKUP('1. Eff Raw Data'!S3766,'CAS#check'!A$2:A$190,1,FALSE)","v":{"$error":"#N/A"}},1]
[null,null,{"$f":"VLOOKUP('1. Eff Raw Data'!S3767,'CAS#check'!A$2:A$190,1,FALSE)","v":{"$error":"#N/A"}},1]
[null,null,{"$f":"VLOOKUP('1. Eff Raw Data'!S3768,'CAS#check'!A$2:A$190,1,FALSE)","v":{"$error":"#N/A"}},1]
[null,null,{"$f":"VLOOKUP('1. Eff Raw Data'!S3769,'CAS#check'!A$2:A$190,1,FALSE)","v":{"$error":"#N/A"}},1]
[null,null,{"$f":"VLOOKUP('1. Eff Raw Data'!S3770,'CAS#check'!A$2:A$190,1,FALSE)","v":{"$error":"#N/A"}},1]
[null,null,{"$f":"VLOOKUP('1. Eff Raw Data'!S3771,'CAS#check'!A$2:A$190,1,FALSE)","v":{"$error":"#N/A"}},1]
[null,null,{"$f":"VLOOKUP('1. Eff Raw Data'!S3772,'CAS#check'!A$2:A$190,1,FALSE)","v":{"$error":"#N/A"}},1]
[null,null,{"$f":"VLOOKUP('1. Eff Raw Data'!S3773,'CAS#check'!A$2:A$190,1,FALSE)","v":{"$error":"#N/A"}},{"$f":"IFERROR(_xlfn.IFNA(0*C3773,1),0)","v":1}]
[null,null,{"$f":"VLOOKUP('1. Eff Raw Data'!S3774,'CAS#check'!A$2:A$190,1,FALSE)","v":{"$error":"#N/A"}},1]
[null,null,{"$f":"VLOOKUP('1. Eff Raw Data'!S3775,'CAS#check'!A$2:A$190,1,FALSE)","v":{"$error":"#N/A"}},1]
[null,null,{"$f":"VLOOKUP('1. Eff Raw Data'!S3776,'CAS#check'!A$2:A$190,1,FALSE)","v":{"$error":"#N/A"}},1]
[null,null,{"$f":"VLOOKUP('1. Eff Raw Data'!S3777,'CAS#check'!A$2:A$190,1,FALSE)","v":{"$error":"#N/A"}},1]
[null,null,{"$f":"VLOOKUP('1. Eff Raw Data'!S3778,'CAS#check'!A$2:A$190,1,FALSE)","v":{"$error":"#N/A"}},1]
[null,null,{"$f":"VLOOKUP('1. Eff Raw Data'!S3779,'CAS#check'!A$2:A$190,1,FALSE)","v":{"$error":"#N/A"}},1]
[null,null,{"$f":"VLOOKUP('1. Eff Raw Data'!S3780,'CAS#check'!A$2:A$190,1,FALSE)","v":{"$error":"#N/A"}},1]
[null,null,{"$f":"VLOOKUP('1. Eff Raw Data'!S3781,'CAS#check'!A$2:A$190,1,FALSE)","v":{"$error":"#N/A"}},1]
[null,null,{"$f":"VLOOKUP('1. Eff Raw Data'!S3782,'CAS#check'!A$2:A$190,1,FALSE)","v":{"$error":"#N/A"}},1]
[null,null,{"$f":"VLOOKUP('1. Eff Raw Data'!S3783,'CAS#check'!A$2:A$190,1,FALSE)","v":{"$error":"#N/A"}},1]
[null,null,{"$f":"VLOOKUP('1. Eff Raw Data'!S3784,'CAS#check'!A$2:A$190,1,FALSE)","v":{"$error":"#N/A"}},1]
[null,null,{"$f":"VLOOKUP('1. Eff Raw Data'!S3785,'CAS#check'!A$2:A$190,1,FALSE)","v":{"$error":"#N/A"}},1]
[null,null,{"$f":"VLOOKUP('1. Eff Raw Data'!S3786,'CAS#check'!A$2:A$190,1,FALSE)","v":{"$error":"#N/A"}},1]
[null,null,{"$f":"VLOOKUP('1. Eff Raw Data'!S3787,'CAS#check'!A$2:A$190,1,FALSE)","v":{"$error":"#N/A"}},1]
[null,null,{"$f":"VLOOKUP('1. Eff Raw Data'!S3788,'CAS#check'!A$2:A$190,1,FALSE)","v":{"$error":"#N/A"}},1]
[null,null,{"$f":"VLOOKUP('1. Eff Raw Data'!S3789,'CAS#check'!A$2:A$190,1,FALSE)","v":{"$error":"#N/A"}},1]
[null,null,{"$f":"VLOOKUP('1. Eff Raw Data'!S3790,'CAS#check'!A$2:A$190,1,FALSE)","v":{"$error":"#N/A"}},1]
[null,null,{"$f":"VLOOKUP('1. Eff Raw Data'!S3791,'CAS#check'!A$2:A$190,1,FALSE)","v":{"$error":"#N/A"}},1]
[null,null,{"$f":"VLOOKUP('1. Eff Raw Data'!S3792,'CAS#check'!A$2:A$190,1,FALSE)","v":{"$error":"#N/A"}},1]
[null,null,{"$f":"VLOOKUP('1. Eff Raw Data'!S3793,'CAS#check'!A$2:A$190,1,FALSE)","v":{"$error":"#N/A"}},1]
[null,null,{"$f":"VLOOKUP('1. Eff Raw Data'!S3794,'CAS#check'!A$2:A$190,1,FALSE)","v":{"$error":"#N/A"}},1]
[null,null,{"$f":"VLOOKUP('1. Eff Raw Data'!S3795,'CAS#check'!A$2:A$190,1,FALSE)","v":{"$error":"#N/A"}},1]
[null,null,{"$f":"VLOOKUP('1. Eff Raw Data'!S3796,'CAS#check'!A$2:A$190,1,FALSE)","v":{"$error":"#N/A"}},1]
[null,null,{"$f":"VLOOKUP('1. Eff Raw Data'!S3797,'CAS#check'!A$2:A$190,1,FALSE)","v":{"$error":"#N/A"}},1]
[null,null,{"$f":"VLOOKUP('1. Eff Raw Data'!S3798,'CAS#check'!A$2:A$190,1,FALSE)","v":{"$error":"#N/A"}},1]
[null,null,{"$f":"VLOOKUP('1. Eff Raw Data'!S3799,'CAS#check'!A$2:A$190,1,FALSE)","v":{"$error":"#N/A"}},1]
[null,null,{"$f":"VLOOKUP('1. Eff Raw Data'!S3800,'CAS#check'!A$2:A$190,1,FALSE)","v":{"$error":"#N/A"}},1]
[null,null,{"$f":"VLOOKUP('1. Eff Raw Data'!S3801,'CAS#check'!A$2:A$190,1,FALSE)","v":{"$error":"#N/A"}},1]
[null,null,{"$f":"VLOOKUP('1. Eff Raw Data'!S3802,'CAS#check'!A$2:A$190,1,FALSE)","v":{"$error":"#N/A"}},1]
[null,null,{"$f":"VLOOKUP('1. Eff Raw Data'!S3803,'CAS#check'!A$2:A$190,1,FALSE)","v":{"$error":"#N/A"}},1]
[null,null,{"$f":"VLOOKUP('1. Eff Raw Data'!S3804,'CAS#check'!A$2:A$190,1,FALSE)","v":{"$error":"#N/A"}},1]
[null,null,{"$f":"VLOOKUP('1. Eff Raw Data'!S3805,'CAS#check'!A$2:A$190,1,FALSE)","v":{"$error":"#N/A"}},1]
[null,null,{"$f":"VLOOKUP('1. Eff Raw Data'!S3806,'CAS#check'!A$2:A$190,1,FALSE)","v":{"$error":"#N/A"}},1]
[null,null,{"$f":"VLOOKUP('1. Eff Raw Data'!S3807,'CAS#check'!A$2:A$190,1,FALSE)","v":{"$error":"#N/A"}},1]
[null,null,{"$f":"VLOOKUP('1. Eff Raw Data'!S3808,'CAS#check'!A$2:A$190,1,FALSE)","v":{"$error":"#N/A"}},1]
[null,null,{"$f":"VLOOKUP('1. Eff Raw Data'!S3809,'CAS#check'!A$2:A$190,1,FALSE)","v":{"$error":"#N/A"}},1]
[null,null,{"$f":"VLOOKUP('1. Eff Raw Data'!S3810,'CAS#check'!A$2:A$190,1,FALSE)","v":{"$error":"#N/A"}},1]
[null,null,{"$f":"VLOOKUP('1. Eff Raw Data'!S3811,'CAS#check'!A$2:A$190,1,FALSE)","v":{"$error":"#N/A"}},1]
[null,null,{"$f":"VLOOKUP('1. Eff Raw Data'!S3812,'CAS#check'!A$2:A$190,1,FALSE)","v":{"$error":"#N/A"}},1]
[null,null,{"$f":"VLOOKUP('1. Eff Raw Data'!S3813,'CAS#check'!A$2:A$190,1,FALSE)","v":{"$error":"#N/A"}},1]
[null,null,{"$f":"VLOOKUP('1. Eff Raw Data'!S3814,'CAS#check'!A$2:A$190,1,FALSE)","v":{"$error":"#N/A"}},1]
[null,null,{"$f":"VLOOKUP('1. Eff Raw Data'!S3815,'CAS#check'!A$2:A$190,1,FALSE)","v":{"$error":"#N/A"}},1]
[null,null,{"$f":"VLOOKUP('1. Eff Raw Data'!S3816,'CAS#check'!A$2:A$190,1,FALSE)","v":{"$error":"#N/A"}},1]
[null,null,{"$f":"VLOOKUP('1. Eff Raw Data'!S3817,'CAS#check'!A$2:A$190,1,FALSE)","v":{"$error":"#N/A"}},1]
[null,null,{"$f":"VLOOKUP('1. Eff Raw Data'!S3818,'CAS#check'!A$2:A$190,1,FALSE)","v":{"$error":"#N/A"}},1]
[null,null,{"$f":"VLOOKUP('1. Eff Raw Data'!S3819,'CAS#check'!A$2:A$190,1,FALSE)","v":{"$error":"#N/A"}},1]
[null,null,{"$f":"VLOOKUP('1. Eff Raw Data'!S3820,'CAS#check'!A$2:A$190,1,FALSE)","v":{"$error":"#N/A"}},1]
[null,null,{"$f":"VLOOKUP('1. Eff Raw Data'!S3821,'CAS#check'!A$2:A$190,1,FALSE)","v":{"$error":"#N/A"}},1]
[null,null,{"$f":"VLOOKUP('1. Eff Raw Data'!S3822,'CAS#check'!A$2:A$190,1,FALSE)","v":{"$error":"#N/A"}},1]
[null,null,{"$f":"VLOOKUP('1. Eff Raw Data'!S3823,'CAS#check'!A$2:A$190,1,FALSE)","v":{"$error":"#N/A"}},1]
[null,null,{"$f":"VLOOKUP('1. Eff Raw Data'!S3824,'CAS#check'!A$2:A$190,1,FALSE)","v":{"$error":"#N/A"}},1]
[null,null,{"$f":"VLOOKUP('1. Eff Raw Data'!S3825,'CAS#check'!A$2:A$190,1,FALSE)","v":{"$error":"#N/A"}},1]
[null,null,{"$f":"VLOOKUP('1. Eff Raw Data'!S3826,'CAS#check'!A$2:A$190,1,FALSE)","v":{"$error":"#N/A"}},1]
[null,null,{"$f":"VLOOKUP('1. Eff Raw Data'!S3827,'CAS#check'!A$2:A$190,1,FALSE)","v":{"$error":"#N/A"}},1]
[null,null,{"$f":"VLOOKUP('1. Eff Raw Data'!S3828,'CAS#check'!A$2:A$190,1,FALSE)","v":{"$error":"#N/A"}},1]
[null,null,{"$f":"VLOOKUP('1. Eff Raw Data'!S3829,'CAS#check'!A$2:A$190,1,FALSE)","v":{"$error":"#N/A"}},1]
[null,null,{"$f":"VLOOKUP('1. Eff Raw Data'!S3830,'CAS#check'!A$2:A$190,1,FALSE)","v":{"$error":"#N/A"}},1]
[null,null,{"$f":"VLOOKUP('1. Eff Raw Data'!S3831,'CAS#check'!A$2:A$190,1,FALSE)","v":{"$error":"#N/A"}},1]
[null,null,{"$f":"VLOOKUP('1. Eff Raw Data'!S3832,'CAS#check'!A$2:A$190,1,FALSE)","v":{"$error":"#N/A"}},1]
[null,null,{"$f":"VLOOKUP('1. Eff Raw Data'!S3833,'CAS#check'!A$2:A$190,1,FALSE)","v":{"$error":"#N/A"}},1]
[null,null,{"$f":"VLOOKUP('1. Eff Raw Data'!S3834,'CAS#check'!A$2:A$190,1,FALSE)","v":{"$error":"#N/A"}},1]
[null,null,{"$f":"VLOOKUP('1. Eff Raw Data'!S3835,'CAS#check'!A$2:A$190,1,FALSE)","v":{"$error":"#N/A"}},1]
[null,null,{"$f":"VLOOKUP('1. Eff Raw Data'!S3836,'CAS#check'!A$2:A$190,1,FALSE)","v":{"$error":"#N/A"}},1]
[null,null,{"$f":"VLOOKUP('1. Eff Raw Data'!S3837,'CAS#check'!A$2:A$190,1,FALSE)","v":{"$error":"#N/A"}},{"$f":"IFERROR(_xlfn.IFNA(0*C3837,1),0)","v":1}]
[null,null,{"$f":"VLOOKUP('1. Eff Raw Data'!S3838,'CAS#check'!A$2:A$190,1,FALSE)","v":{"$error":"#N/A"}},1]
[null,null,{"$f":"VLOOKUP('1. Eff Raw Data'!S3839,'CAS#check'!A$2:A$190,1,FALSE)","v":{"$error":"#N/A"}},1]
[null,null,{"$f":"VLOOKUP('1. Eff Raw Data'!S3840,'CAS#check'!A$2:A$190,1,FALSE)","v":{"$error":"#N/A"}},1]
[null,null,{"$f":"VLOOKUP('1. Eff Raw Data'!S3841,'CAS#check'!A$2:A$190,1,FALSE)","v":{"$error":"#N/A"}},1]
[null,null,{"$f":"VLOOKUP('1. Eff Raw Data'!S3842,'CAS#check'!A$2:A$190,1,FALSE)","v":{"$error":"#N/A"}},1]
[null,null,{"$f":"VLOOKUP('1. Eff Raw Data'!S3843,'CAS#check'!A$2:A$190,1,FALSE)","v":{"$error":"#N/A"}},1]
[null,null,{"$f":"VLOOKUP('1. Eff Raw Data'!S3844,'CAS#check'!A$2:A$190,1,FALSE)","v":{"$error":"#N/A"}},1]
[null,null,{"$f":"VLOOKUP('1. Eff Raw Data'!S3845,'CAS#check'!A$2:A$190,1,FALSE)","v":{"$error":"#N/A"}},1]
[null,null,{"$f":"VLOOKUP('1. Eff Raw Data'!S3846,'CAS#check'!A$2:A$190,1,FALSE)","v":{"$error":"#N/A"}},1]
[null,null,{"$f":"VLOOKUP('1. Eff Raw Data'!S3847,'CAS#check'!A$2:A$190,1,FALSE)","v":{"$error":"#N/A"}},1]
[null,null,{"$f":"VLOOKUP('1. Eff Raw Data'!S3848,'CAS#check'!A$2:A$190,1,FALSE)","v":{"$error":"#N/A"}},1]
[null,null,{"$f":"VLOOKUP('1. Eff Raw Data'!S3849,'CAS#check'!A$2:A$190,1,FALSE)","v":{"$error":"#N/A"}},1]
[null,null,{"$f":"VLOOKUP('1. Eff Raw Data'!S3850,'CAS#check'!A$2:A$190,1,FALSE)","v":{"$error":"#N/A"}},1]
[null,null,{"$f":"VLOOKUP('1. Eff Raw Data'!S3851,'CAS#check'!A$2:A$190,1,FALSE)","v":{"$error":"#N/A"}},1]
[null,null,{"$f":"VLOOKUP('1. Eff Raw Data'!S3852,'CAS#check'!A$2:A$190,1,FALSE)","v":{"$error":"#N/A"}},1]
[null,null,{"$f":"VLOOKUP('1. Eff Raw Data'!S3853,'CAS#check'!A$2:A$190,1,FALSE)","v":{"$error":"#N/A"}},1]
[null,null,{"$f":"VLOOKUP('1. Eff Raw Data'!S3854,'CAS#check'!A$2:A$190,1,FALSE)","v":{"$error":"#N/A"}},1]
[null,null,{"$f":"VLOOKUP('1. Eff Raw Data'!S3855,'CAS#check'!A$2:A$190,1,FALSE)","v":{"$error":"#N/A"}},1]
[null,null,{"$f":"VLOOKUP('1. Eff Raw Data'!S3856,'CAS#check'!A$2:A$190,1,FALSE)","v":{"$error":"#N/A"}},1]
[null,null,{"$f":"VLOOKUP('1. Eff Raw Data'!S3857,'CAS#check'!A$2:A$190,1,FALSE)","v":{"$error":"#N/A"}},1]
[null,null,{"$f":"VLOOKUP('1. Eff Raw Data'!S3858,'CAS#check'!A$2:A$190,1,FALSE)","v":{"$error":"#N/A"}},1]
[null,null,{"$f":"VLOOKUP('1. Eff Raw Data'!S3859,'CAS#check'!A$2:A$190,1,FALSE)","v":{"$error":"#N/A"}},1]
[null,null,{"$f":"VLOOKUP('1. Eff Raw Data'!S3860,'CAS#check'!A$2:A$190,1,FALSE)","v":{"$error":"#N/A"}},1]
[null,null,{"$f":"VLOOKUP('1. Eff Raw Data'!S3861,'CAS#check'!A$2:A$190,1,FALSE)","v":{"$error":"#N/A"}},1]
[null,null,{"$f":"VLOOKUP('1. Eff Raw Data'!S3862,'CAS#check'!A$2:A$190,1,FALSE)","v":{"$error":"#N/A"}},1]
[null,null,{"$f":"VLOOKUP('1. Eff Raw Data'!S3863,'CAS#check'!A$2:A$190,1,FALSE)","v":{"$error":"#N/A"}},1]
[null,null,{"$f":"VLOOKUP('1. Eff Raw Data'!S3864,'CAS#check'!A$2:A$190,1,FALSE)","v":{"$error":"#N/A"}},1]
[null,null,{"$f":"VLOOKUP('1. Eff Raw Data'!S3865,'CAS#check'!A$2:A$190,1,FALSE)","v":{"$error":"#N/A"}},1]
[null,null,{"$f":"VLOOKUP('1. Eff Raw Data'!S3866,'CAS#check'!A$2:A$190,1,FALSE)","v":{"$error":"#N/A"}},1]
[null,null,{"$f":"VLOOKUP('1. Eff Raw Data'!S3867,'CAS#check'!A$2:A$190,1,FALSE)","v":{"$error":"#N/A"}},1]
[null,null,{"$f":"VLOOKUP('1. Eff Raw Data'!S3868,'CAS#check'!A$2:A$190,1,FALSE)","v":{"$error":"#N/A"}},1]
[null,null,{"$f":"VLOOKUP('1. Eff Raw Data'!S3869,'CAS#check'!A$2:A$190,1,FALSE)","v":{"$error":"#N/A"}},1]
[null,null,{"$f":"VLOOKUP('1. Eff Raw Data'!S3870,'CAS#check'!A$2:A$190,1,FALSE)","v":{"$error":"#N/A"}},1]
[null,null,{"$f":"VLOOKUP('1. Eff Raw Data'!S3871,'CAS#check'!A$2:A$190,1,FALSE)","v":{"$error":"#N/A"}},1]
[null,null,{"$f":"VLOOKUP('1. Eff Raw Data'!S3872,'CAS#check'!A$2:A$190,1,FALSE)","v":{"$error":"#N/A"}},1]
[null,null,{"$f":"VLOOKUP('1. Eff Raw Data'!S3873,'CAS#check'!A$2:A$190,1,FALSE)","v":{"$error":"#N/A"}},1]
[null,null,{"$f":"VLOOKUP('1. Eff Raw Data'!S3874,'CAS#check'!A$2:A$190,1,FALSE)","v":{"$error":"#N/A"}},1]
[null,null,{"$f":"VLOOKUP('1. Eff Raw Data'!S3875,'CAS#check'!A$2:A$190,1,FALSE)","v":{"$error":"#N/A"}},1]
[null,null,{"$f":"VLOOKUP('1. Eff Raw Data'!S3876,'CAS#check'!A$2:A$190,1,FALSE)","v":{"$error":"#N/A"}},1]
[null,null,{"$f":"VLOOKUP('1. Eff Raw Data'!S3877,'CAS#check'!A$2:A$190,1,FALSE)","v":{"$error":"#N/A"}},1]
[null,null,{"$f":"VLOOKUP('1. Eff Raw Data'!S3878,'CAS#check'!A$2:A$190,1,FALSE)","v":{"$error":"#N/A"}},1]
[null,null,{"$f":"VLOOKUP('1. Eff Raw Data'!S3879,'CAS#check'!A$2:A$190,1,FALSE)","v":{"$error":"#N/A"}},1]
[null,null,{"$f":"VLOOKUP('1. Eff Raw Data'!S3880,'CAS#check'!A$2:A$190,1,FALSE)","v":{"$error":"#N/A"}},1]
[null,null,{"$f":"VLOOKUP('1. Eff Raw Data'!S3881,'CAS#check'!A$2:A$190,1,FALSE)","v":{"$error":"#N/A"}},1]
[null,null,{"$f":"VLOOKUP('1. Eff Raw Data'!S3882,'CAS#check'!A$2:A$190,1,FALSE)","v":{"$error":"#N/A"}},1]
[null,null,{"$f":"VLOOKUP('1. Eff Raw Data'!S3883,'CAS#check'!A$2:A$190,1,FALSE)","v":{"$error":"#N/A"}},1]
[null,null,{"$f":"VLOOKUP('1. Eff Raw Data'!S3884,'CAS#check'!A$2:A$190,1,FALSE)","v":{"$error":"#N/A"}},1]
[null,null,{"$f":"VLOOKUP('1. Eff Raw Data'!S3885,'CAS#check'!A$2:A$190,1,FALSE)","v":{"$error":"#N/A"}},1]
[null,null,{"$f":"VLOOKUP('1. Eff Raw Data'!S3886,'CAS#check'!A$2:A$190,1,FALSE)","v":{"$error":"#N/A"}},1]
[null,null,{"$f":"VLOOKUP('1. Eff Raw Data'!S3887,'CAS#check'!A$2:A$190,1,FALSE)","v":{"$error":"#N/A"}},1]
[null,null,{"$f":"VLOOKUP('1. Eff Raw Data'!S3888,'CAS#check'!A$2:A$190,1,FALSE)","v":{"$error":"#N/A"}},1]
[null,null,{"$f":"VLOOKUP('1. Eff Raw Data'!S3889,'CAS#check'!A$2:A$190,1,FALSE)","v":{"$error":"#N/A"}},1]
[null,null,{"$f":"VLOOKUP('1. Eff Raw Data'!S3890,'CAS#check'!A$2:A$190,1,FALSE)","v":{"$error":"#N/A"}},1]
[null,null,{"$f":"VLOOKUP('1. Eff Raw Data'!S3891,'CAS#check'!A$2:A$190,1,FALSE)","v":{"$error":"#N/A"}},1]
[null,null,{"$f":"VLOOKUP('1. Eff Raw Data'!S3892,'CAS#check'!A$2:A$190,1,FALSE)","v":{"$error":"#N/A"}},1]
[null,null,{"$f":"VLOOKUP('1. Eff Raw Data'!S3893,'CAS#check'!A$2:A$190,1,FALSE)","v":{"$error":"#N/A"}},1]
[null,null,{"$f":"VLOOKUP('1. Eff Raw Data'!S3894,'CAS#check'!A$2:A$190,1,FALSE)","v":{"$error":"#N/A"}},1]
[null,null,{"$f":"VLOOKUP('1. Eff Raw Data'!S3895,'CAS#check'!A$2:A$190,1,FALSE)","v":{"$error":"#N/A"}},1]
[null,null,{"$f":"VLOOKUP('1. Eff Raw Data'!S3896,'CAS#check'!A$2:A$190,1,FALSE)","v":{"$error":"#N/A"}},1]
[null,null,{"$f":"VLOOKUP('1. Eff Raw Data'!S3897,'CAS#check'!A$2:A$190,1,FALSE)","v":{"$error":"#N/A"}},1]
[null,null,{"$f":"VLOOKUP('1. Eff Raw Data'!S3898,'CAS#check'!A$2:A$190,1,FALSE)","v":{"$error":"#N/A"}},1]
[null,null,{"$f":"VLOOKUP('1. Eff Raw Data'!S3899,'CAS#check'!A$2:A$190,1,FALSE)","v":{"$error":"#N/A"}},1]
[null,null,{"$f":"VLOOKUP('1. Eff Raw Data'!S3900,'CAS#check'!A$2:A$190,1,FALSE)","v":{"$error":"#N/A"}},1]
[null,null,{"$f":"VLOOKUP('1. Eff Raw Data'!S3901,'CAS#check'!A$2:A$190,1,FALSE)","v":{"$error":"#N/A"}},{"$f":"IFERROR(_xlfn.IFNA(0*C3901,1),0)","v":1}]
[null,null,{"$f":"VLOOKUP('1. Eff Raw Data'!S3902,'CAS#check'!A$2:A$190,1,FALSE)","v":{"$error":"#N/A"}},1]
[null,null,{"$f":"VLOOKUP('1. Eff Raw Data'!S3903,'CAS#check'!A$2:A$190,1,FALSE)","v":{"$error":"#N/A"}},1]
[null,null,{"$f":"VLOOKUP('1. Eff Raw Data'!S3904,'CAS#check'!A$2:A$190,1,FALSE)","v":{"$error":"#N/A"}},1]
[null,null,{"$f":"VLOOKUP('1. Eff Raw Data'!S3905,'CAS#check'!A$2:A$190,1,FALSE)","v":{"$error":"#N/A"}},1]
[null,null,{"$f":"VLOOKUP('1. Eff Raw Data'!S3906,'CAS#check'!A$2:A$190,1,FALSE)","v":{"$error":"#N/A"}},1]
[null,null,{"$f":"VLOOKUP('1. Eff Raw Data'!S3907,'CAS#check'!A$2:A$190,1,FALSE)","v":{"$error":"#N/A"}},1]
[null,null,{"$f":"VLOOKUP('1. Eff Raw Data'!S3908,'CAS#check'!A$2:A$190,1,FALSE)","v":{"$error":"#N/A"}},1]
[null,null,{"$f":"VLOOKUP('1. Eff Raw Data'!S3909,'CAS#check'!A$2:A$190,1,FALSE)","v":{"$error":"#N/A"}},1]
[null,null,{"$f":"VLOOKUP('1. Eff Raw Data'!S3910,'CAS#check'!A$2:A$190,1,FALSE)","v":{"$error":"#N/A"}},1]
[null,null,{"$f":"VLOOKUP('1. Eff Raw Data'!S3911,'CAS#check'!A$2:A$190,1,FALSE)","v":{"$error":"#N/A"}},1]
[null,null,{"$f":"VLOOKUP('1. Eff Raw Data'!S3912,'CAS#check'!A$2:A$190,1,FALSE)","v":{"$error":"#N/A"}},1]
[null,null,{"$f":"VLOOKUP('1. Eff Raw Data'!S3913,'CAS#check'!A$2:A$190,1,FALSE)","v":{"$error":"#N/A"}},1]
[null,null,{"$f":"VLOOKUP('1. Eff Raw Data'!S3914,'CAS#check'!A$2:A$190,1,FALSE)","v":{"$error":"#N/A"}},1]
[null,null,{"$f":"VLOOKUP('1. Eff Raw Data'!S3915,'CAS#check'!A$2:A$190,1,FALSE)","v":{"$error":"#N/A"}},1]
[null,null,{"$f":"VLOOKUP('1. Eff Raw Data'!S3916,'CAS#check'!A$2:A$190,1,FALSE)","v":{"$error":"#N/A"}},1]
[null,null,{"$f":"VLOOKUP('1. Eff Raw Data'!S3917,'CAS#check'!A$2:A$190,1,FALSE)","v":{"$error":"#N/A"}},1]
[null,null,{"$f":"VLOOKUP('1. Eff Raw Data'!S3918,'CAS#check'!A$2:A$190,1,FALSE)","v":{"$error":"#N/A"}},1]
[null,null,{"$f":"VLOOKUP('1. Eff Raw Data'!S3919,'CAS#check'!A$2:A$190,1,FALSE)","v":{"$error":"#N/A"}},1]
[null,null,{"$f":"VLOOKUP('1. Eff Raw Data'!S3920,'CAS#check'!A$2:A$190,1,FALSE)","v":{"$error":"#N/A"}},1]
[null,null,{"$f":"VLOOKUP('1. Eff Raw Data'!S3921,'CAS#check'!A$2:A$190,1,FALSE)","v":{"$error":"#N/A"}},1]
[null,null,{"$f":"VLOOKUP('1. Eff Raw Data'!S3922,'CAS#check'!A$2:A$190,1,FALSE)","v":{"$error":"#N/A"}},1]
[null,null,{"$f":"VLOOKUP('1. Eff Raw Data'!S3923,'CAS#check'!A$2:A$190,1,FALSE)","v":{"$error":"#N/A"}},1]
[null,null,{"$f":"VLOOKUP('1. Eff Raw Data'!S3924,'CAS#check'!A$2:A$190,1,FALSE)","v":{"$error":"#N/A"}},1]
[null,null,{"$f":"VLOOKUP('1. Eff Raw Data'!S3925,'CAS#check'!A$2:A$190,1,FALSE)","v":{"$error":"#N/A"}},1]
[null,null,{"$f":"VLOOKUP('1. Eff Raw Data'!S3926,'CAS#check'!A$2:A$190,1,FALSE)","v":{"$error":"#N/A"}},1]
[null,null,{"$f":"VLOOKUP('1. Eff Raw Data'!S3927,'CAS#check'!A$2:A$190,1,FALSE)","v":{"$error":"#N/A"}},1]
[null,null,{"$f":"VLOOKUP('1. Eff Raw Data'!S3928,'CAS#check'!A$2:A$190,1,FALSE)","v":{"$error":"#N/A"}},1]
[null,null,{"$f":"VLOOKUP('1. Eff Raw Data'!S3929,'CAS#check'!A$2:A$190,1,FALSE)","v":{"$error":"#N/A"}},1]
[null,null,{"$f":"VLOOKUP('1. Eff Raw Data'!S3930,'CAS#check'!A$2:A$190,1,FALSE)","v":{"$error":"#N/A"}},1]
[null,null,{"$f":"VLOOKUP('1. Eff Raw Data'!S3931,'CAS#check'!A$2:A$190,1,FALSE)","v":{"$error":"#N/A"}},1]
[null,null,{"$f":"VLOOKUP('1. Eff Raw Data'!S3932,'CAS#check'!A$2:A$190,1,FALSE)","v":{"$error":"#N/A"}},1]
[null,null,{"$f":"VLOOKUP('1. Eff Raw Data'!S3933,'CAS#check'!A$2:A$190,1,FALSE)","v":{"$error":"#N/A"}},1]
[null,null,{"$f":"VLOOKUP('1. Eff Raw Data'!S3934,'CAS#check'!A$2:A$190,1,FALSE)","v":{"$error":"#N/A"}},1]
[null,null,{"$f":"VLOOKUP('1. Eff Raw Data'!S3935,'CAS#check'!A$2:A$190,1,FALSE)","v":{"$error":"#N/A"}},1]
[null,null,{"$f":"VLOOKUP('1. Eff Raw Data'!S3936,'CAS#check'!A$2:A$190,1,FALSE)","v":{"$error":"#N/A"}},1]
[null,null,{"$f":"VLOOKUP('1. Eff Raw Data'!S3937,'CAS#check'!A$2:A$190,1,FALSE)","v":{"$error":"#N/A"}},1]
[null,null,{"$f":"VLOOKUP('1. Eff Raw Data'!S3938,'CAS#check'!A$2:A$190,1,FALSE)","v":{"$error":"#N/A"}},1]
[null,null,{"$f":"VLOOKUP('1. Eff Raw Data'!S3939,'CAS#check'!A$2:A$190,1,FALSE)","v":{"$error":"#N/A"}},1]
[null,null,{"$f":"VLOOKUP('1. Eff Raw Data'!S3940,'CAS#check'!A$2:A$190,1,FALSE)","v":{"$error":"#N/A"}},1]
[null,null,{"$f":"VLOOKUP('1. Eff Raw Data'!S3941,'CAS#check'!A$2:A$190,1,FALSE)","v":{"$error":"#N/A"}},1]
[null,null,{"$f":"VLOOKUP('1. Eff Raw Data'!S3942,'CAS#check'!A$2:A$190,1,FALSE)","v":{"$error":"#N/A"}},1]
[null,null,{"$f":"VLOOKUP('1. Eff Raw Data'!S3943,'CAS#check'!A$2:A$190,1,FALSE)","v":{"$error":"#N/A"}},1]
[null,null,{"$f":"VLOOKUP('1. Eff Raw Data'!S3944,'CAS#check'!A$2:A$190,1,FALSE)","v":{"$error":"#N/A"}},1]
[null,null,{"$f":"VLOOKUP('1. Eff Raw Data'!S3945,'CAS#check'!A$2:A$190,1,FALSE)","v":{"$error":"#N/A"}},1]
[null,null,{"$f":"VLOOKUP('1. Eff Raw Data'!S3946,'CAS#check'!A$2:A$190,1,FALSE)","v":{"$error":"#N/A"}},1]
[null,null,{"$f":"VLOOKUP('1. Eff Raw Data'!S3947,'CAS#check'!A$2:A$190,1,FALSE)","v":{"$error":"#N/A"}},1]
[null,null,{"$f":"VLOOKUP('1. Eff Raw Data'!S3948,'CAS#check'!A$2:A$190,1,FALSE)","v":{"$error":"#N/A"}},1]
[null,null,{"$f":"VLOOKUP('1. Eff Raw Data'!S3949,'CAS#check'!A$2:A$190,1,FALSE)","v":{"$error":"#N/A"}},1]
[null,null,{"$f":"VLOOKUP('1. Eff Raw Data'!S3950,'CAS#check'!A$2:A$190,1,FALSE)","v":{"$error":"#N/A"}},1]
[null,null,{"$f":"VLOOKUP('1. Eff Raw Data'!S3951,'CAS#check'!A$2:A$190,1,FALSE)","v":{"$error":"#N/A"}},1]
[null,null,{"$f":"VLOOKUP('1. Eff Raw Data'!S3952,'CAS#check'!A$2:A$190,1,FALSE)","v":{"$error":"#N/A"}},1]
[null,null,{"$f":"VLOOKUP('1. Eff Raw Data'!S3953,'CAS#check'!A$2:A$190,1,FALSE)","v":{"$error":"#N/A"}},1]
[null,null,{"$f":"VLOOKUP('1. Eff Raw Data'!S3954,'CAS#check'!A$2:A$190,1,FALSE)","v":{"$error":"#N/A"}},1]
[null,null,{"$f":"VLOOKUP('1. Eff Raw Data'!S3955,'CAS#check'!A$2:A$190,1,FALSE)","v":{"$error":"#N/A"}},1]
[null,null,{"$f":"VLOOKUP('1. Eff Raw Data'!S3956,'CAS#check'!A$2:A$190,1,FALSE)","v":{"$error":"#N/A"}},1]
[null,null,{"$f":"VLOOKUP('1. Eff Raw Data'!S3957,'CAS#check'!A$2:A$190,1,FALSE)","v":{"$error":"#N/A"}},1]
[null,null,{"$f":"VLOOKUP('1. Eff Raw Data'!S3958,'CAS#check'!A$2:A$190,1,FALSE)","v":{"$error":"#N/A"}},1]
[null,null,{"$f":"VLOOKUP('1. Eff Raw Data'!S3959,'CAS#check'!A$2:A$190,1,FALSE)","v":{"$error":"#N/A"}},1]
[null,null,{"$f":"VLOOKUP('1. Eff Raw Data'!S3960,'CAS#check'!A$2:A$190,1,FALSE)","v":{"$error":"#N/A"}},1]
[null,null,{"$f":"VLOOKUP('1. Eff Raw Data'!S3961,'CAS#check'!A$2:A$190,1,FALSE)","v":{"$error":"#N/A"}},1]
[null,null,{"$f":"VLOOKUP('1. Eff Raw Data'!S3962,'CAS#check'!A$2:A$190,1,FALSE)","v":{"$error":"#N/A"}},1]
[null,null,{"$f":"VLOOKUP('1. Eff Raw Data'!S3963,'CAS#check'!A$2:A$190,1,FALSE)","v":{"$error":"#N/A"}},1]
[null,null,{"$f":"VLOOKUP('1. Eff Raw Data'!S3964,'CAS#check'!A$2:A$190,1,FALSE)","v":{"$error":"#N/A"}},1]
[null,null,{"$f":"VLOOKUP('1. Eff Raw Data'!S3965,'CAS#check'!A$2:A$190,1,FALSE)","v":{"$error":"#N/A"}},{"$f":"IFERROR(_xlfn.IFNA(0*C3965,1),0)","v":1}]
[null,null,{"$f":"VLOOKUP('1. Eff Raw Data'!S3966,'CAS#check'!A$2:A$190,1,FALSE)","v":{"$error":"#N/A"}},1]
[null,null,{"$f":"VLOOKUP('1. Eff Raw Data'!S3967,'CAS#check'!A$2:A$190,1,FALSE)","v":{"$error":"#N/A"}},1]
[null,null,{"$f":"VLOOKUP('1. Eff Raw Data'!S3968,'CAS#check'!A$2:A$190,1,FALSE)","v":{"$error":"#N/A"}},1]
[null,null,{"$f":"VLOOKUP('1. Eff Raw Data'!S3969,'CAS#check'!A$2:A$190,1,FALSE)","v":{"$error":"#N/A"}},1]
[null,null,{"$f":"VLOOKUP('1. Eff Raw Data'!S3970,'CAS#check'!A$2:A$190,1,FALSE)","v":{"$error":"#N/A"}},1]
[null,null,{"$f":"VLOOKUP('1. Eff Raw Data'!S3971,'CAS#check'!A$2:A$190,1,FALSE)","v":{"$error":"#N/A"}},1]
[null,null,{"$f":"VLOOKUP('1. Eff Raw Data'!S3972,'CAS#check'!A$2:A$190,1,FALSE)","v":{"$error":"#N/A"}},1]
[null,null,{"$f":"VLOOKUP('1. Eff Raw Data'!S3973,'CAS#check'!A$2:A$190,1,FALSE)","v":{"$error":"#N/A"}},1]
[null,null,{"$f":"VLOOKUP('1. Eff Raw Data'!S3974,'CAS#check'!A$2:A$190,1,FALSE)","v":{"$error":"#N/A"}},1]
[null,null,{"$f":"VLOOKUP('1. Eff Raw Data'!S3975,'CAS#check'!A$2:A$190,1,FALSE)","v":{"$error":"#N/A"}},1]
[null,null,{"$f":"VLOOKUP('1. Eff Raw Data'!S3976,'CAS#check'!A$2:A$190,1,FALSE)","v":{"$error":"#N/A"}},1]
[null,null,{"$f":"VLOOKUP('1. Eff Raw Data'!S3977,'CAS#check'!A$2:A$190,1,FALSE)","v":{"$error":"#N/A"}},1]
[null,null,{"$f":"VLOOKUP('1. Eff Raw Data'!S3978,'CAS#check'!A$2:A$190,1,FALSE)","v":{"$error":"#N/A"}},1]
[null,null,{"$f":"VLOOKUP('1. Eff Raw Data'!S3979,'CAS#check'!A$2:A$190,1,FALSE)","v":{"$error":"#N/A"}},1]
[null,null,{"$f":"VLOOKUP('1. Eff Raw Data'!S3980,'CAS#check'!A$2:A$190,1,FALSE)","v":{"$error":"#N/A"}},1]
[null,null,{"$f":"VLOOKUP('1. Eff Raw Data'!S3981,'CAS#check'!A$2:A$190,1,FALSE)","v":{"$error":"#N/A"}},1]
[null,null,{"$f":"VLOOKUP('1. Eff Raw Data'!S3982,'CAS#check'!A$2:A$190,1,FALSE)","v":{"$error":"#N/A"}},1]
[null,null,{"$f":"VLOOKUP('1. Eff Raw Data'!S3983,'CAS#check'!A$2:A$190,1,FALSE)","v":{"$error":"#N/A"}},1]
[null,null,{"$f":"VLOOKUP('1. Eff Raw Data'!S3984,'CAS#check'!A$2:A$190,1,FALSE)","v":{"$error":"#N/A"}},1]
[null,null,{"$f":"VLOOKUP('1. Eff Raw Data'!S3985,'CAS#check'!A$2:A$190,1,FALSE)","v":{"$error":"#N/A"}},1]
[null,null,{"$f":"VLOOKUP('1. Eff Raw Data'!S3986,'CAS#check'!A$2:A$190,1,FALSE)","v":{"$error":"#N/A"}},1]
[null,null,{"$f":"VLOOKUP('1. Eff Raw Data'!S3987,'CAS#check'!A$2:A$190,1,FALSE)","v":{"$error":"#N/A"}},1]
[null,null,{"$f":"VLOOKUP('1. Eff Raw Data'!S3988,'CAS#check'!A$2:A$190,1,FALSE)","v":{"$error":"#N/A"}},1]
[null,null,{"$f":"VLOOKUP('1. Eff Raw Data'!S3989,'CAS#check'!A$2:A$190,1,FALSE)","v":{"$error":"#N/A"}},1]
[null,null,{"$f":"VLOOKUP('1. Eff Raw Data'!S3990,'CAS#check'!A$2:A$190,1,FALSE)","v":{"$error":"#N/A"}},1]
[null,null,{"$f":"VLOOKUP('1. Eff Raw Data'!S3991,'CAS#check'!A$2:A$190,1,FALSE)","v":{"$error":"#N/A"}},1]
[null,null,{"$f":"VLOOKUP('1. Eff Raw Data'!S3992,'CAS#check'!A$2:A$190,1,FALSE)","v":{"$error":"#N/A"}},1]
[null,null,{"$f":"VLOOKUP('1. Eff Raw Data'!S3993,'CAS#check'!A$2:A$190,1,FALSE)","v":{"$error":"#N/A"}},1]
[null,null,{"$f":"VLOOKUP('1. Eff Raw Data'!S3994,'CAS#check'!A$2:A$190,1,FALSE)","v":{"$error":"#N/A"}},1]
[null,null,{"$f":"VLOOKUP('1. Eff Raw Data'!S3995,'CAS#check'!A$2:A$190,1,FALSE)","v":{"$error":"#N/A"}},1]
[null,null,{"$f":"VLOOKUP('1. Eff Raw Data'!S3996,'CAS#check'!A$2:A$190,1,FALSE)","v":{"$error":"#N/A"}},1]
[null,null,{"$f":"VLOOKUP('1. Eff Raw Data'!S3997,'CAS#check'!A$2:A$190,1,FALSE)","v":{"$error":"#N/A"}},1]
[null,null,{"$f":"VLOOKUP('1. Eff Raw Data'!S3998,'CAS#check'!A$2:A$190,1,FALSE)","v":{"$error":"#N/A"}},1]
[null,null,{"$f":"VLOOKUP('1. Eff Raw Data'!S3999,'CAS#check'!A$2:A$190,1,FALSE)","v":{"$error":"#N/A"}},1]
[null,null,{"$f":"VLOOKUP('1. Eff Raw Data'!S4000,'CAS#check'!A$2:A$190,1,FALSE)","v":{"$error":"#N/A"}},1]
[null,null,{"$f":"VLOOKUP('1. Eff Raw Data'!S4001,'CAS#check'!A$2:A$190,1,FALSE)","v":{"$error":"#N/A"}},1]
[null,null,{"$f":"VLOOKUP('1. Eff Raw Data'!S4002,'CAS#check'!A$2:A$190,1,FALSE)","v":{"$error":"#N/A"}},1]
[null,null,{"$f":"VLOOKUP('1. Eff Raw Data'!S4003,'CAS#check'!A$2:A$190,1,FALSE)","v":{"$error":"#N/A"}},1]
[null,null,{"$f":"VLOOKUP('1. Eff Raw Data'!S4004,'CAS#check'!A$2:A$190,1,FALSE)","v":{"$error":"#N/A"}},1]
[null,null,{"$f":"VLOOKUP('1. Eff Raw Data'!S4005,'CAS#check'!A$2:A$190,1,FALSE)","v":{"$error":"#N/A"}},1]
[null,null,{"$f":"VLOOKUP('1. Eff Raw Data'!S4006,'CAS#check'!A$2:A$190,1,FALSE)","v":{"$error":"#N/A"}},1]
[null,null,{"$f":"VLOOKUP('1. Eff Raw Data'!S4007,'CAS#check'!A$2:A$190,1,FALSE)","v":{"$error":"#N/A"}},1]
[null,null,{"$f":"VLOOKUP('1. Eff Raw Data'!S4008,'CAS#check'!A$2:A$190,1,FALSE)","v":{"$error":"#N/A"}},1]
[null,null,{"$f":"VLOOKUP('1. Eff Raw Data'!S4009,'CAS#check'!A$2:A$190,1,FALSE)","v":{"$error":"#N/A"}},1]
[null,null,{"$f":"VLOOKUP('1. Eff Raw Data'!S4010,'CAS#check'!A$2:A$190,1,FALSE)","v":{"$error":"#N/A"}},1]
[null,null,{"$f":"VLOOKUP('1. Eff Raw Data'!S4011,'CAS#check'!A$2:A$190,1,FALSE)","v":{"$error":"#N/A"}},1]
[null,null,{"$f":"VLOOKUP('1. Eff Raw Data'!S4012,'CAS#check'!A$2:A$190,1,FALSE)","v":{"$error":"#N/A"}},1]
[null,null,{"$f":"VLOOKUP('1. Eff Raw Data'!S4013,'CAS#check'!A$2:A$190,1,FALSE)","v":{"$error":"#N/A"}},1]
[null,null,{"$f":"VLOOKUP('1. Eff Raw Data'!S4014,'CAS#check'!A$2:A$190,1,FALSE)","v":{"$error":"#N/A"}},1]
[null,null,{"$f":"VLOOKUP('1. Eff Raw Data'!S4015,'CAS#check'!A$2:A$190,1,FALSE)","v":{"$error":"#N/A"}},1]
[null,null,{"$f":"VLOOKUP('1. Eff Raw Data'!S4016,'CAS#check'!A$2:A$190,1,FALSE)","v":{"$error":"#N/A"}},1]
[null,null,{"$f":"VLOOKUP('1. Eff Raw Data'!S4017,'CAS#check'!A$2:A$190,1,FALSE)","v":{"$error":"#N/A"}},1]
[null,null,{"$f":"VLOOKUP('1. Eff Raw Data'!S4018,'CAS#check'!A$2:A$190,1,FALSE)","v":{"$error":"#N/A"}},1]
[null,null,{"$f":"VLOOKUP('1. Eff Raw Data'!S4019,'CAS#check'!A$2:A$190,1,FALSE)","v":{"$error":"#N/A"}},1]
[null,null,{"$f":"VLOOKUP('1. Eff Raw Data'!S4020,'CAS#check'!A$2:A$190,1,FALSE)","v":{"$error":"#N/A"}},1]
[null,null,{"$f":"VLOOKUP('1. Eff Raw Data'!S4021,'CAS#check'!A$2:A$190,1,FALSE)","v":{"$error":"#N/A"}},1]
[null,null,{"$f":"VLOOKUP('1. Eff Raw Data'!S4022,'CAS#check'!A$2:A$190,1,FALSE)","v":{"$error":"#N/A"}},1]
[null,null,{"$f":"VLOOKUP('1. Eff Raw Data'!S4023,'CAS#check'!A$2:A$190,1,FALSE)","v":{"$error":"#N/A"}},1]
[null,null,{"$f":"VLOOKUP('1. Eff Raw Data'!S4024,'CAS#check'!A$2:A$190,1,FALSE)","v":{"$error":"#N/A"}},1]
[null,null,{"$f":"VLOOKUP('1. Eff Raw Data'!S4025,'CAS#check'!A$2:A$190,1,FALSE)","v":{"$error":"#N/A"}},1]
[null,null,{"$f":"VLOOKUP('1. Eff Raw Data'!S4026,'CAS#check'!A$2:A$190,1,FALSE)","v":{"$error":"#N/A"}},1]
[null,null,{"$f":"VLOOKUP('1. Eff Raw Data'!S4027,'CAS#check'!A$2:A$190,1,FALSE)","v":{"$error":"#N/A"}},1]
[null,null,{"$f":"VLOOKUP('1. Eff Raw Data'!S4028,'CAS#check'!A$2:A$190,1,FALSE)","v":{"$error":"#N/A"}},1]
[null,null,{"$f":"VLOOKUP('1. Eff Raw Data'!S4029,'CAS#check'!A$2:A$190,1,FALSE)","v":{"$error":"#N/A"}},{"$f":"IFERROR(_xlfn.IFNA(0*C4029,1),0)","v":1}]
[null,null,{"$f":"VLOOKUP('1. Eff Raw Data'!S4030,'CAS#check'!A$2:A$190,1,FALSE)","v":{"$error":"#N/A"}},1]
[null,null,{"$f":"VLOOKUP('1. Eff Raw Data'!S4031,'CAS#check'!A$2:A$190,1,FALSE)","v":{"$error":"#N/A"}},1]
[null,null,{"$f":"VLOOKUP('1. Eff Raw Data'!S4032,'CAS#check'!A$2:A$190,1,FALSE)","v":{"$error":"#N/A"}},1]
[null,null,{"$f":"VLOOKUP('1. Eff Raw Data'!S4033,'CAS#check'!A$2:A$190,1,FALSE)","v":{"$error":"#N/A"}},1]
[null,null,{"$f":"VLOOKUP('1. Eff Raw Data'!S4034,'CAS#check'!A$2:A$190,1,FALSE)","v":{"$error":"#N/A"}},1]
[null,null,{"$f":"VLOOKUP('1. Eff Raw Data'!S4035,'CAS#check'!A$2:A$190,1,FALSE)","v":{"$error":"#N/A"}},1]
[null,null,{"$f":"VLOOKUP('1. Eff Raw Data'!S4036,'CAS#check'!A$2:A$190,1,FALSE)","v":{"$error":"#N/A"}},1]
[null,null,{"$f":"VLOOKUP('1. Eff Raw Data'!S4037,'CAS#check'!A$2:A$190,1,FALSE)","v":{"$error":"#N/A"}},1]
[null,null,{"$f":"VLOOKUP('1. Eff Raw Data'!S4038,'CAS#check'!A$2:A$190,1,FALSE)","v":{"$error":"#N/A"}},1]
[null,null,{"$f":"VLOOKUP('1. Eff Raw Data'!S4039,'CAS#check'!A$2:A$190,1,FALSE)","v":{"$error":"#N/A"}},1]
[null,null,{"$f":"VLOOKUP('1. Eff Raw Data'!S4040,'CAS#check'!A$2:A$190,1,FALSE)","v":{"$error":"#N/A"}},1]
[null,null,{"$f":"VLOOKUP('1. Eff Raw Data'!S4041,'CAS#check'!A$2:A$190,1,FALSE)","v":{"$error":"#N/A"}},1]
[null,null,{"$f":"VLOOKUP('1. Eff Raw Data'!S4042,'CAS#check'!A$2:A$190,1,FALSE)","v":{"$error":"#N/A"}},1]
[null,null,{"$f":"VLOOKUP('1. Eff Raw Data'!S4043,'CAS#check'!A$2:A$190,1,FALSE)","v":{"$error":"#N/A"}},1]
[null,null,{"$f":"VLOOKUP('1. Eff Raw Data'!S4044,'CAS#check'!A$2:A$190,1,FALSE)","v":{"$error":"#N/A"}},1]
[null,null,{"$f":"VLOOKUP('1. Eff Raw Data'!S4045,'CAS#check'!A$2:A$190,1,FALSE)","v":{"$error":"#N/A"}},1]
[null,null,{"$f":"VLOOKUP('1. Eff Raw Data'!S4046,'CAS#check'!A$2:A$190,1,FALSE)","v":{"$error":"#N/A"}},1]
[null,null,{"$f":"VLOOKUP('1. Eff Raw Data'!S4047,'CAS#check'!A$2:A$190,1,FALSE)","v":{"$error":"#N/A"}},1]
[null,null,{"$f":"VLOOKUP('1. Eff Raw Data'!S4048,'CAS#check'!A$2:A$190,1,FALSE)","v":{"$error":"#N/A"}},1]
[null,null,{"$f":"VLOOKUP('1. Eff Raw Data'!S4049,'CAS#check'!A$2:A$190,1,FALSE)","v":{"$error":"#N/A"}},1]
[null,null,{"$f":"VLOOKUP('1. Eff Raw Data'!S4050,'CAS#check'!A$2:A$190,1,FALSE)","v":{"$error":"#N/A"}},1]
[null,null,{"$f":"VLOOKUP('1. Eff Raw Data'!S4051,'CAS#check'!A$2:A$190,1,FALSE)","v":{"$error":"#N/A"}},1]
[null,null,{"$f":"VLOOKUP('1. Eff Raw Data'!S4052,'CAS#check'!A$2:A$190,1,FALSE)","v":{"$error":"#N/A"}},1]
[null,null,{"$f":"VLOOKUP('1. Eff Raw Data'!S4053,'CAS#check'!A$2:A$190,1,FALSE)","v":{"$error":"#N/A"}},1]
[null,null,{"$f":"VLOOKUP('1. Eff Raw Data'!S4054,'CAS#check'!A$2:A$190,1,FALSE)","v":{"$error":"#N/A"}},1]
[null,null,{"$f":"VLOOKUP('1. Eff Raw Data'!S4055,'CAS#check'!A$2:A$190,1,FALSE)","v":{"$error":"#N/A"}},1]
[null,null,{"$f":"VLOOKUP('1. Eff Raw Data'!S4056,'CAS#check'!A$2:A$190,1,FALSE)","v":{"$error":"#N/A"}},1]
[null,null,{"$f":"VLOOKUP('1. Eff Raw Data'!S4057,'CAS#check'!A$2:A$190,1,FALSE)","v":{"$error":"#N/A"}},1]
[null,null,{"$f":"VLOOKUP('1. Eff Raw Data'!S4058,'CAS#check'!A$2:A$190,1,FALSE)","v":{"$error":"#N/A"}},1]
[null,null,{"$f":"VLOOKUP('1. Eff Raw Data'!S4059,'CAS#check'!A$2:A$190,1,FALSE)","v":{"$error":"#N/A"}},1]
[null,null,{"$f":"VLOOKUP('1. Eff Raw Data'!S4060,'CAS#check'!A$2:A$190,1,FALSE)","v":{"$error":"#N/A"}},1]
[null,null,{"$f":"VLOOKUP('1. Eff Raw Data'!S4061,'CAS#check'!A$2:A$190,1,FALSE)","v":{"$error":"#N/A"}},1]
[null,null,{"$f":"VLOOKUP('1. Eff Raw Data'!S4062,'CAS#check'!A$2:A$190,1,FALSE)","v":{"$error":"#N/A"}},1]
[null,null,{"$f":"VLOOKUP('1. Eff Raw Data'!S4063,'CAS#check'!A$2:A$190,1,FALSE)","v":{"$error":"#N/A"}},1]
[null,null,{"$f":"VLOOKUP('1. Eff Raw Data'!S4064,'CAS#check'!A$2:A$190,1,FALSE)","v":{"$error":"#N/A"}},1]
[null,null,{"$f":"VLOOKUP('1. Eff Raw Data'!S4065,'CAS#check'!A$2:A$190,1,FALSE)","v":{"$error":"#N/A"}},1]
[null,null,{"$f":"VLOOKUP('1. Eff Raw Data'!S4066,'CAS#check'!A$2:A$190,1,FALSE)","v":{"$error":"#N/A"}},1]
[null,null,{"$f":"VLOOKUP('1. Eff Raw Data'!S4067,'CAS#check'!A$2:A$190,1,FALSE)","v":{"$error":"#N/A"}},1]
[null,null,{"$f":"VLOOKUP('1. Eff Raw Data'!S4068,'CAS#check'!A$2:A$190,1,FALSE)","v":{"$error":"#N/A"}},1]
[null,null,{"$f":"VLOOKUP('1. Eff Raw Data'!S4069,'CAS#check'!A$2:A$190,1,FALSE)","v":{"$error":"#N/A"}},1]
[null,null,{"$f":"VLOOKUP('1. Eff Raw Data'!S4070,'CAS#check'!A$2:A$190,1,FALSE)","v":{"$error":"#N/A"}},1]
[null,null,{"$f":"VLOOKUP('1. Eff Raw Data'!S4071,'CAS#check'!A$2:A$190,1,FALSE)","v":{"$error":"#N/A"}},1]
[null,null,{"$f":"VLOOKUP('1. Eff Raw Data'!S4072,'CAS#check'!A$2:A$190,1,FALSE)","v":{"$error":"#N/A"}},1]
[null,null,{"$f":"VLOOKUP('1. Eff Raw Data'!S4073,'CAS#check'!A$2:A$190,1,FALSE)","v":{"$error":"#N/A"}},1]
[null,null,{"$f":"VLOOKUP('1. Eff Raw Data'!S4074,'CAS#check'!A$2:A$190,1,FALSE)","v":{"$error":"#N/A"}},1]
[null,null,{"$f":"VLOOKUP('1. Eff Raw Data'!S4075,'CAS#check'!A$2:A$190,1,FALSE)","v":{"$error":"#N/A"}},1]
[null,null,{"$f":"VLOOKUP('1. Eff Raw Data'!S4076,'CAS#check'!A$2:A$190,1,FALSE)","v":{"$error":"#N/A"}},1]
[null,null,{"$f":"VLOOKUP('1. Eff Raw Data'!S4077,'CAS#check'!A$2:A$190,1,FALSE)","v":{"$error":"#N/A"}},1]
[null,null,{"$f":"VLOOKUP('1. Eff Raw Data'!S4078,'CAS#check'!A$2:A$190,1,FALSE)","v":{"$error":"#N/A"}},1]
[null,null,{"$f":"VLOOKUP('1. Eff Raw Data'!S4079,'CAS#check'!A$2:A$190,1,FALSE)","v":{"$error":"#N/A"}},1]
[null,null,{"$f":"VLOOKUP('1. Eff Raw Data'!S4080,'CAS#check'!A$2:A$190,1,FALSE)","v":{"$error":"#N/A"}},1]
[null,null,{"$f":"VLOOKUP('1. Eff Raw Data'!S4081,'CAS#check'!A$2:A$190,1,FALSE)","v":{"$error":"#N/A"}},1]
[null,null,{"$f":"VLOOKUP('1. Eff Raw Data'!S4082,'CAS#check'!A$2:A$190,1,FALSE)","v":{"$error":"#N/A"}},1]
[null,null,{"$f":"VLOOKUP('1. Eff Raw Data'!S4083,'CAS#check'!A$2:A$190,1,FALSE)","v":{"$error":"#N/A"}},1]
[null,null,{"$f":"VLOOKUP('1. Eff Raw Data'!S4084,'CAS#check'!A$2:A$190,1,FALSE)","v":{"$error":"#N/A"}},1]
[null,null,{"$f":"VLOOKUP('1. Eff Raw Data'!S4085,'CAS#check'!A$2:A$190,1,FALSE)","v":{"$error":"#N/A"}},1]
[null,null,{"$f":"VLOOKUP('1. Eff Raw Data'!S4086,'CAS#check'!A$2:A$190,1,FALSE)","v":{"$error":"#N/A"}},1]
[null,null,{"$f":"VLOOKUP('1. Eff Raw Data'!S4087,'CAS#check'!A$2:A$190,1,FALSE)","v":{"$error":"#N/A"}},1]
[null,null,{"$f":"VLOOKUP('1. Eff Raw Data'!S4088,'CAS#check'!A$2:A$190,1,FALSE)","v":{"$error":"#N/A"}},1]
[null,null,{"$f":"VLOOKUP('1. Eff Raw Data'!S4089,'CAS#check'!A$2:A$190,1,FALSE)","v":{"$error":"#N/A"}},1]
[null,null,{"$f":"VLOOKUP('1. Eff Raw Data'!S4090,'CAS#check'!A$2:A$190,1,FALSE)","v":{"$error":"#N/A"}},1]
[null,null,{"$f":"VLOOKUP('1. Eff Raw Data'!S4091,'CAS#check'!A$2:A$190,1,FALSE)","v":{"$error":"#N/A"}},1]
[null,null,{"$f":"VLOOKUP('1. Eff Raw Data'!S4092,'CAS#check'!A$2:A$190,1,FALSE)","v":{"$error":"#N/A"}},1]
[null,null,{"$f":"VLOOKUP('1. Eff Raw Data'!S4093,'CAS#check'!A$2:A$190,1,FALSE)","v":{"$error":"#N/A"}},{"$f":"IFERROR(_xlfn.IFNA(0*C4093,1),0)","v":1}]
[null,null,{"$f":"VLOOKUP('1. Eff Raw Data'!S4094,'CAS#check'!A$2:A$190,1,FALSE)","v":{"$error":"#N/A"}},1]
[null,null,{"$f":"VLOOKUP('1. Eff Raw Data'!S4095,'CAS#check'!A$2:A$190,1,FALSE)","v":{"$error":"#N/A"}},1]
[null,null,{"$f":"VLOOKUP('1. Eff Raw Data'!S4096,'CAS#check'!A$2:A$190,1,FALSE)","v":{"$error":"#N/A"}},1]
[null,null,{"$f":"VLOOKUP('1. Eff Raw Data'!S4097,'CAS#check'!A$2:A$190,1,FALSE)","v":{"$error":"#N/A"}},1]
[null,null,{"$f":"VLOOKUP('1. Eff Raw Data'!S4098,'CAS#check'!A$2:A$190,1,FALSE)","v":{"$error":"#N/A"}},1]
[null,null,{"$f":"VLOOKUP('1. Eff Raw Data'!S4099,'CAS#check'!A$2:A$190,1,FALSE)","v":{"$error":"#N/A"}},1]
[null,null,{"$f":"VLOOKUP('1. Eff Raw Data'!S4100,'CAS#check'!A$2:A$190,1,FALSE)","v":{"$error":"#N/A"}},1]
[null,null,{"$f":"VLOOKUP('1. Eff Raw Data'!S4101,'CAS#check'!A$2:A$190,1,FALSE)","v":{"$error":"#N/A"}},1]
[null,null,{"$f":"VLOOKUP('1. Eff Raw Data'!S4102,'CAS#check'!A$2:A$190,1,FALSE)","v":{"$error":"#N/A"}},1]
[null,null,{"$f":"VLOOKUP('1. Eff Raw Data'!S4103,'CAS#check'!A$2:A$190,1,FALSE)","v":{"$error":"#N/A"}},1]
[null,null,{"$f":"VLOOKUP('1. Eff Raw Data'!S4104,'CAS#check'!A$2:A$190,1,FALSE)","v":{"$error":"#N/A"}},1]
[null,null,{"$f":"VLOOKUP('1. Eff Raw Data'!S4105,'CAS#check'!A$2:A$190,1,FALSE)","v":{"$error":"#N/A"}},1]
[null,null,{"$f":"VLOOKUP('1. Eff Raw Data'!S4106,'CAS#check'!A$2:A$190,1,FALSE)","v":{"$error":"#N/A"}},1]
[null,null,{"$f":"VLOOKUP('1. Eff Raw Data'!S4107,'CAS#check'!A$2:A$190,1,FALSE)","v":{"$error":"#N/A"}},1]
[null,null,{"$f":"VLOOKUP('1. Eff Raw Data'!S4108,'CAS#check'!A$2:A$190,1,FALSE)","v":{"$error":"#N/A"}},1]
[null,null,{"$f":"VLOOKUP('1. Eff Raw Data'!S4109,'CAS#check'!A$2:A$190,1,FALSE)","v":{"$error":"#N/A"}},1]
[null,null,{"$f":"VLOOKUP('1. Eff Raw Data'!S4110,'CAS#check'!A$2:A$190,1,FALSE)","v":{"$error":"#N/A"}},1]
[null,null,{"$f":"VLOOKUP('1. Eff Raw Data'!S4111,'CAS#check'!A$2:A$190,1,FALSE)","v":{"$error":"#N/A"}},1]
[null,null,{"$f":"VLOOKUP('1. Eff Raw Data'!S4112,'CAS#check'!A$2:A$190,1,FALSE)","v":{"$error":"#N/A"}},1]
[null,null,{"$f":"VLOOKUP('1. Eff Raw Data'!S4113,'CAS#check'!A$2:A$190,1,FALSE)","v":{"$error":"#N/A"}},1]
[null,null,{"$f":"VLOOKUP('1. Eff Raw Data'!S4114,'CAS#check'!A$2:A$190,1,FALSE)","v":{"$error":"#N/A"}},1]
[null,null,{"$f":"VLOOKUP('1. Eff Raw Data'!S4115,'CAS#check'!A$2:A$190,1,FALSE)","v":{"$error":"#N/A"}},1]
[null,null,{"$f":"VLOOKUP('1. Eff Raw Data'!S4116,'CAS#check'!A$2:A$190,1,FALSE)","v":{"$error":"#N/A"}},1]
[null,null,{"$f":"VLOOKUP('1. Eff Raw Data'!S4117,'CAS#check'!A$2:A$190,1,FALSE)","v":{"$error":"#N/A"}},1]
[null,null,{"$f":"VLOOKUP('1. Eff Raw Data'!S4118,'CAS#check'!A$2:A$190,1,FALSE)","v":{"$error":"#N/A"}},1]
[null,null,{"$f":"VLOOKUP('1. Eff Raw Data'!S4119,'CAS#check'!A$2:A$190,1,FALSE)","v":{"$error":"#N/A"}},1]
[null,null,{"$f":"VLOOKUP('1. Eff Raw Data'!S4120,'CAS#check'!A$2:A$190,1,FALSE)","v":{"$error":"#N/A"}},1]
[null,null,{"$f":"VLOOKUP('1. Eff Raw Data'!S4121,'CAS#check'!A$2:A$190,1,FALSE)","v":{"$error":"#N/A"}},1]
[null,null,{"$f":"VLOOKUP('1. Eff Raw Data'!S4122,'CAS#check'!A$2:A$190,1,FALSE)","v":{"$error":"#N/A"}},1]
[null,null,{"$f":"VLOOKUP('1. Eff Raw Data'!S4123,'CAS#check'!A$2:A$190,1,FALSE)","v":{"$error":"#N/A"}},1]
[null,null,{"$f":"VLOOKUP('1. Eff Raw Data'!S4124,'CAS#check'!A$2:A$190,1,FALSE)","v":{"$error":"#N/A"}},1]
[null,null,{"$f":"VLOOKUP('1. Eff Raw Data'!S4125,'CAS#check'!A$2:A$190,1,FALSE)","v":{"$error":"#N/A"}},1]
[null,null,{"$f":"VLOOKUP('1. Eff Raw Data'!S4126,'CAS#check'!A$2:A$190,1,FALSE)","v":{"$error":"#N/A"}},1]
[null,null,{"$f":"VLOOKUP('1. Eff Raw Data'!S4127,'CAS#check'!A$2:A$190,1,FALSE)","v":{"$error":"#N/A"}},1]
[null,null,{"$f":"VLOOKUP('1. Eff Raw Data'!S4128,'CAS#check'!A$2:A$190,1,FALSE)","v":{"$error":"#N/A"}},1]
[null,null,{"$f":"VLOOKUP('1. Eff Raw Data'!S4129,'CAS#check'!A$2:A$190,1,FALSE)","v":{"$error":"#N/A"}},1]
[null,null,{"$f":"VLOOKUP('1. Eff Raw Data'!S4130,'CAS#check'!A$2:A$190,1,FALSE)","v":{"$error":"#N/A"}},1]
[null,null,{"$f":"VLOOKUP('1. Eff Raw Data'!S4131,'CAS#check'!A$2:A$190,1,FALSE)","v":{"$error":"#N/A"}},1]
[null,null,{"$f":"VLOOKUP('1. Eff Raw Data'!S4132,'CAS#check'!A$2:A$190,1,FALSE)","v":{"$error":"#N/A"}},1]
[null,null,{"$f":"VLOOKUP('1. Eff Raw Data'!S4133,'CAS#check'!A$2:A$190,1,FALSE)","v":{"$error":"#N/A"}},1]
[null,null,{"$f":"VLOOKUP('1. Eff Raw Data'!S4134,'CAS#check'!A$2:A$190,1,FALSE)","v":{"$error":"#N/A"}},1]
[null,null,{"$f":"VLOOKUP('1. Eff Raw Data'!S4135,'CAS#check'!A$2:A$190,1,FALSE)","v":{"$error":"#N/A"}},1]
[null,null,{"$f":"VLOOKUP('1. Eff Raw Data'!S4136,'CAS#check'!A$2:A$190,1,FALSE)","v":{"$error":"#N/A"}},1]
[null,null,{"$f":"VLOOKUP('1. Eff Raw Data'!S4137,'CAS#check'!A$2:A$190,1,FALSE)","v":{"$error":"#N/A"}},1]
[null,null,{"$f":"VLOOKUP('1. Eff Raw Data'!S4138,'CAS#check'!A$2:A$190,1,FALSE)","v":{"$error":"#N/A"}},1]
[null,null,{"$f":"VLOOKUP('1. Eff Raw Data'!S4139,'CAS#check'!A$2:A$190,1,FALSE)","v":{"$error":"#N/A"}},1]
[null,null,{"$f":"VLOOKUP('1. Eff Raw Data'!S4140,'CAS#check'!A$2:A$190,1,FALSE)","v":{"$error":"#N/A"}},1]
[null,null,{"$f":"VLOOKUP('1. Eff Raw Data'!S4141,'CAS#check'!A$2:A$190,1,FALSE)","v":{"$error":"#N/A"}},1]
[null,null,{"$f":"VLOOKUP('1. Eff Raw Data'!S4142,'CAS#check'!A$2:A$190,1,FALSE)","v":{"$error":"#N/A"}},1]
[null,null,{"$f":"VLOOKUP('1. Eff Raw Data'!S4143,'CAS#check'!A$2:A$190,1,FALSE)","v":{"$error":"#N/A"}},1]
[null,null,{"$f":"VLOOKUP('1. Eff Raw Data'!S4144,'CAS#check'!A$2:A$190,1,FALSE)","v":{"$error":"#N/A"}},1]
[null,null,{"$f":"VLOOKUP('1. Eff Raw Data'!S4145,'CAS#check'!A$2:A$190,1,FALSE)","v":{"$error":"#N/A"}},1]
[null,null,{"$f":"VLOOKUP('1. Eff Raw Data'!S4146,'CAS#check'!A$2:A$190,1,FALSE)","v":{"$error":"#N/A"}},1]
[null,null,{"$f":"VLOOKUP('1. Eff Raw Data'!S4147,'CAS#check'!A$2:A$190,1,FALSE)","v":{"$error":"#N/A"}},1]
[null,null,{"$f":"VLOOKUP('1. Eff Raw Data'!S4148,'CAS#check'!A$2:A$190,1,FALSE)","v":{"$error":"#N/A"}},1]
[null,null,{"$f":"VLOOKUP('1. Eff Raw Data'!S4149,'CAS#check'!A$2:A$190,1,FALSE)","v":{"$error":"#N/A"}},1]
[null,null,{"$f":"VLOOKUP('1. Eff Raw Data'!S4150,'CAS#check'!A$2:A$190,1,FALSE)","v":{"$error":"#N/A"}},1]
[null,null,{"$f":"VLOOKUP('1. Eff Raw Data'!S4151,'CAS#check'!A$2:A$190,1,FALSE)","v":{"$error":"#N/A"}},1]
[null,null,{"$f":"VLOOKUP('1. Eff Raw Data'!S4152,'CAS#check'!A$2:A$190,1,FALSE)","v":{"$error":"#N/A"}},1]
[null,null,{"$f":"VLOOKUP('1. Eff Raw Data'!S4153,'CAS#check'!A$2:A$190,1,FALSE)","v":{"$error":"#N/A"}},1]
[null,null,{"$f":"VLOOKUP('1. Eff Raw Data'!S4154,'CAS#check'!A$2:A$190,1,FALSE)","v":{"$error":"#N/A"}},1]
[null,null,{"$f":"VLOOKUP('1. Eff Raw Data'!S4155,'CAS#check'!A$2:A$190,1,FALSE)","v":{"$error":"#N/A"}},1]
[null,null,{"$f":"VLOOKUP('1. Eff Raw Data'!S4156,'CAS#check'!A$2:A$190,1,FALSE)","v":{"$error":"#N/A"}},1]
[null,null,{"$f":"VLOOKUP('1. Eff Raw Data'!S4157,'CAS#check'!A$2:A$190,1,FALSE)","v":{"$error":"#N/A"}},{"$f":"IFERROR(_xlfn.IFNA(0*C4157,1),0)","v":1}]
[null,null,{"$f":"VLOOKUP('1. Eff Raw Data'!S4158,'CAS#check'!A$2:A$190,1,FALSE)","v":{"$error":"#N/A"}},1]
[null,null,{"$f":"VLOOKUP('1. Eff Raw Data'!S4159,'CAS#check'!A$2:A$190,1,FALSE)","v":{"$error":"#N/A"}},1]
[null,null,{"$f":"VLOOKUP('1. Eff Raw Data'!S4160,'CAS#check'!A$2:A$190,1,FALSE)","v":{"$error":"#N/A"}},1]
[null,null,{"$f":"VLOOKUP('1. Eff Raw Data'!S4161,'CAS#check'!A$2:A$190,1,FALSE)","v":{"$error":"#N/A"}},1]
[null,null,{"$f":"VLOOKUP('1. Eff Raw Data'!S4162,'CAS#check'!A$2:A$190,1,FALSE)","v":{"$error":"#N/A"}},1]
[null,null,{"$f":"VLOOKUP('1. Eff Raw Data'!S4163,'CAS#check'!A$2:A$190,1,FALSE)","v":{"$error":"#N/A"}},1]
[null,null,{"$f":"VLOOKUP('1. Eff Raw Data'!S4164,'CAS#check'!A$2:A$190,1,FALSE)","v":{"$error":"#N/A"}},1]
[null,null,{"$f":"VLOOKUP('1. Eff Raw Data'!S4165,'CAS#check'!A$2:A$190,1,FALSE)","v":{"$error":"#N/A"}},1]
[null,null,{"$f":"VLOOKUP('1. Eff Raw Data'!S4166,'CAS#check'!A$2:A$190,1,FALSE)","v":{"$error":"#N/A"}},1]
[null,null,{"$f":"VLOOKUP('1. Eff Raw Data'!S4167,'CAS#check'!A$2:A$190,1,FALSE)","v":{"$error":"#N/A"}},1]
[null,null,{"$f":"VLOOKUP('1. Eff Raw Data'!S4168,'CAS#check'!A$2:A$190,1,FALSE)","v":{"$error":"#N/A"}},1]
[null,null,{"$f":"VLOOKUP('1. Eff Raw Data'!S4169,'CAS#check'!A$2:A$190,1,FALSE)","v":{"$error":"#N/A"}},1]
[null,null,{"$f":"VLOOKUP('1. Eff Raw Data'!S4170,'CAS#check'!A$2:A$190,1,FALSE)","v":{"$error":"#N/A"}},1]
[null,null,{"$f":"VLOOKUP('1. Eff Raw Data'!S4171,'CAS#check'!A$2:A$190,1,FALSE)","v":{"$error":"#N/A"}},1]
[null,null,{"$f":"VLOOKUP('1. Eff Raw Data'!S4172,'CAS#check'!A$2:A$190,1,FALSE)","v":{"$error":"#N/A"}},1]
[null,null,{"$f":"VLOOKUP('1. Eff Raw Data'!S4173,'CAS#check'!A$2:A$190,1,FALSE)","v":{"$error":"#N/A"}},1]
[null,null,{"$f":"VLOOKUP('1. Eff Raw Data'!S4174,'CAS#check'!A$2:A$190,1,FALSE)","v":{"$error":"#N/A"}},1]
[null,null,{"$f":"VLOOKUP('1. Eff Raw Data'!S4175,'CAS#check'!A$2:A$190,1,FALSE)","v":{"$error":"#N/A"}},1]
[null,null,{"$f":"VLOOKUP('1. Eff Raw Data'!S4176,'CAS#check'!A$2:A$190,1,FALSE)","v":{"$error":"#N/A"}},1]
[null,null,{"$f":"VLOOKUP('1. Eff Raw Data'!S4177,'CAS#check'!A$2:A$190,1,FALSE)","v":{"$error":"#N/A"}},1]
[null,null,{"$f":"VLOOKUP('1. Eff Raw Data'!S4178,'CAS#check'!A$2:A$190,1,FALSE)","v":{"$error":"#N/A"}},1]
[null,null,{"$f":"VLOOKUP('1. Eff Raw Data'!S4179,'CAS#check'!A$2:A$190,1,FALSE)","v":{"$error":"#N/A"}},1]
[null,null,{"$f":"VLOOKUP('1. Eff Raw Data'!S4180,'CAS#check'!A$2:A$190,1,FALSE)","v":{"$error":"#N/A"}},1]
[null,null,{"$f":"VLOOKUP('1. Eff Raw Data'!S4181,'CAS#check'!A$2:A$190,1,FALSE)","v":{"$error":"#N/A"}},1]
[null,null,{"$f":"VLOOKUP('1. Eff Raw Data'!S4182,'CAS#check'!A$2:A$190,1,FALSE)","v":{"$error":"#N/A"}},1]
[null,null,{"$f":"VLOOKUP('1. Eff Raw Data'!S4183,'CAS#check'!A$2:A$190,1,FALSE)","v":{"$error":"#N/A"}},1]
[null,null,{"$f":"VLOOKUP('1. Eff Raw Data'!S4184,'CAS#check'!A$2:A$190,1,FALSE)","v":{"$error":"#N/A"}},1]
[null,null,{"$f":"VLOOKUP('1. Eff Raw Data'!S4185,'CAS#check'!A$2:A$190,1,FALSE)","v":{"$error":"#N/A"}},1]
[null,null,{"$f":"VLOOKUP('1. Eff Raw Data'!S4186,'CAS#check'!A$2:A$190,1,FALSE)","v":{"$error":"#N/A"}},1]
[null,null,{"$f":"VLOOKUP('1. Eff Raw Data'!S4187,'CAS#check'!A$2:A$190,1,FALSE)","v":{"$error":"#N/A"}},1]
[null,null,{"$f":"VLOOKUP('1. Eff Raw Data'!S4188,'CAS#check'!A$2:A$190,1,FALSE)","v":{"$error":"#N/A"}},1]
[null,null,{"$f":"VLOOKUP('1. Eff Raw Data'!S4189,'CAS#check'!A$2:A$190,1,FALSE)","v":{"$error":"#N/A"}},1]
[null,null,{"$f":"VLOOKUP('1. Eff Raw Data'!S4190,'CAS#check'!A$2:A$190,1,FALSE)","v":{"$error":"#N/A"}},1]
[null,null,{"$f":"VLOOKUP('1. Eff Raw Data'!S4191,'CAS#check'!A$2:A$190,1,FALSE)","v":{"$error":"#N/A"}},1]
[null,null,{"$f":"VLOOKUP('1. Eff Raw Data'!S4192,'CAS#check'!A$2:A$190,1,FALSE)","v":{"$error":"#N/A"}},1]
[null,null,{"$f":"VLOOKUP('1. Eff Raw Data'!S4193,'CAS#check'!A$2:A$190,1,FALSE)","v":{"$error":"#N/A"}},1]
[null,null,{"$f":"VLOOKUP('1. Eff Raw Data'!S4194,'CAS#check'!A$2:A$190,1,FALSE)","v":{"$error":"#N/A"}},1]
[null,null,{"$f":"VLOOKUP('1. Eff Raw Data'!S4195,'CAS#check'!A$2:A$190,1,FALSE)","v":{"$error":"#N/A"}},1]
[null,null,{"$f":"VLOOKUP('1. Eff Raw Data'!S4196,'CAS#check'!A$2:A$190,1,FALSE)","v":{"$error":"#N/A"}},1]
[null,null,{"$f":"VLOOKUP('1. Eff Raw Data'!S4197,'CAS#check'!A$2:A$190,1,FALSE)","v":{"$error":"#N/A"}},1]
[null,null,{"$f":"VLOOKUP('1. Eff Raw Data'!S4198,'CAS#check'!A$2:A$190,1,FALSE)","v":{"$error":"#N/A"}},1]
[null,null,{"$f":"VLOOKUP('1. Eff Raw Data'!S4199,'CAS#check'!A$2:A$190,1,FALSE)","v":{"$error":"#N/A"}},1]
[null,null,{"$f":"VLOOKUP('1. Eff Raw Data'!S4200,'CAS#check'!A$2:A$190,1,FALSE)","v":{"$error":"#N/A"}},1]
[null,null,{"$f":"VLOOKUP('1. Eff Raw Data'!S4201,'CAS#check'!A$2:A$190,1,FALSE)","v":{"$error":"#N/A"}},1]
[null,null,{"$f":"VLOOKUP('1. Eff Raw Data'!S4202,'CAS#check'!A$2:A$190,1,FALSE)","v":{"$error":"#N/A"}},1]
[null,null,{"$f":"VLOOKUP('1. Eff Raw Data'!S4203,'CAS#check'!A$2:A$190,1,FALSE)","v":{"$error":"#N/A"}},1]
[null,null,{"$f":"VLOOKUP('1. Eff Raw Data'!S4204,'CAS#check'!A$2:A$190,1,FALSE)","v":{"$error":"#N/A"}},1]
[null,null,{"$f":"VLOOKUP('1. Eff Raw Data'!S4205,'CAS#check'!A$2:A$190,1,FALSE)","v":{"$error":"#N/A"}},1]
[null,null,{"$f":"VLOOKUP('1. Eff Raw Data'!S4206,'CAS#check'!A$2:A$190,1,FALSE)","v":{"$error":"#N/A"}},1]
[null,null,{"$f":"VLOOKUP('1. Eff Raw Data'!S4207,'CAS#check'!A$2:A$190,1,FALSE)","v":{"$error":"#N/A"}},1]
[null,null,{"$f":"VLOOKUP('1. Eff Raw Data'!S4208,'CAS#check'!A$2:A$190,1,FALSE)","v":{"$error":"#N/A"}},1]
[null,null,{"$f":"VLOOKUP('1. Eff Raw Data'!S4209,'CAS#check'!A$2:A$190,1,FALSE)","v":{"$error":"#N/A"}},1]
[null,null,{"$f":"VLOOKUP('1. Eff Raw Data'!S4210,'CAS#check'!A$2:A$190,1,FALSE)","v":{"$error":"#N/A"}},1]
[null,null,{"$f":"VLOOKUP('1. Eff Raw Data'!S4211,'CAS#check'!A$2:A$190,1,FALSE)","v":{"$error":"#N/A"}},1]
[null,null,{"$f":"VLOOKUP('1. Eff Raw Data'!S4212,'CAS#check'!A$2:A$190,1,FALSE)","v":{"$error":"#N/A"}},1]
[null,null,{"$f":"VLOOKUP('1. Eff Raw Data'!S4213,'CAS#check'!A$2:A$190,1,FALSE)","v":{"$error":"#N/A"}},1]
[null,null,{"$f":"VLOOKUP('1. Eff Raw Data'!S4214,'CAS#check'!A$2:A$190,1,FALSE)","v":{"$error":"#N/A"}},1]
[null,null,{"$f":"VLOOKUP('1. Eff Raw Data'!S4215,'CAS#check'!A$2:A$190,1,FALSE)","v":{"$error":"#N/A"}},1]
[null,null,{"$f":"VLOOKUP('1. Eff Raw Data'!S4216,'CAS#check'!A$2:A$190,1,FALSE)","v":{"$error":"#N/A"}},1]
[null,null,{"$f":"VLOOKUP('1. Eff Raw Data'!S4217,'CAS#check'!A$2:A$190,1,FALSE)","v":{"$error":"#N/A"}},1]
[null,null,{"$f":"VLOOKUP('1. Eff Raw Data'!S4218,'CAS#check'!A$2:A$190,1,FALSE)","v":{"$error":"#N/A"}},1]
[null,null,{"$f":"VLOOKUP('1. Eff Raw Data'!S4219,'CAS#check'!A$2:A$190,1,FALSE)","v":{"$error":"#N/A"}},1]
[null,null,{"$f":"VLOOKUP('1. Eff Raw Data'!S4220,'CAS#check'!A$2:A$190,1,FALSE)","v":{"$error":"#N/A"}},1]
[null,null,{"$f":"VLOOKUP('1. Eff Raw Data'!S4221,'CAS#check'!A$2:A$190,1,FALSE)","v":{"$error":"#N/A"}},{"$f":"IFERROR(_xlfn.IFNA(0*C4221,1),0)","v":1}]
[null,null,{"$f":"VLOOKUP('1. Eff Raw Data'!S4222,'CAS#check'!A$2:A$190,1,FALSE)","v":{"$error":"#N/A"}},1]
[null,null,{"$f":"VLOOKUP('1. Eff Raw Data'!S4223,'CAS#check'!A$2:A$190,1,FALSE)","v":{"$error":"#N/A"}},1]
[null,null,{"$f":"VLOOKUP('1. Eff Raw Data'!S4224,'CAS#check'!A$2:A$190,1,FALSE)","v":{"$error":"#N/A"}},1]
[null,null,{"$f":"VLOOKUP('1. Eff Raw Data'!S4225,'CAS#check'!A$2:A$190,1,FALSE)","v":{"$error":"#N/A"}},1]
[null,null,{"$f":"VLOOKUP('1. Eff Raw Data'!S4226,'CAS#check'!A$2:A$190,1,FALSE)","v":{"$error":"#N/A"}},1]
[null,null,{"$f":"VLOOKUP('1. Eff Raw Data'!S4227,'CAS#check'!A$2:A$190,1,FALSE)","v":{"$error":"#N/A"}},1]
[null,null,{"$f":"VLOOKUP('1. Eff Raw Data'!S4228,'CAS#check'!A$2:A$190,1,FALSE)","v":{"$error":"#N/A"}},1]
[null,null,{"$f":"VLOOKUP('1. Eff Raw Data'!S4229,'CAS#check'!A$2:A$190,1,FALSE)","v":{"$error":"#N/A"}},1]
[null,null,{"$f":"VLOOKUP('1. Eff Raw Data'!S4230,'CAS#check'!A$2:A$190,1,FALSE)","v":{"$error":"#N/A"}},1]
[null,null,{"$f":"VLOOKUP('1. Eff Raw Data'!S4231,'CAS#check'!A$2:A$190,1,FALSE)","v":{"$error":"#N/A"}},1]
[null,null,{"$f":"VLOOKUP('1. Eff Raw Data'!S4232,'CAS#check'!A$2:A$190,1,FALSE)","v":{"$error":"#N/A"}},1]
[null,null,{"$f":"VLOOKUP('1. Eff Raw Data'!S4233,'CAS#check'!A$2:A$190,1,FALSE)","v":{"$error":"#N/A"}},1]
[null,null,{"$f":"VLOOKUP('1. Eff Raw Data'!S4234,'CAS#check'!A$2:A$190,1,FALSE)","v":{"$error":"#N/A"}},1]
[null,null,{"$f":"VLOOKUP('1. Eff Raw Data'!S4235,'CAS#check'!A$2:A$190,1,FALSE)","v":{"$error":"#N/A"}},1]
[null,null,{"$f":"VLOOKUP('1. Eff Raw Data'!S4236,'CAS#check'!A$2:A$190,1,FALSE)","v":{"$error":"#N/A"}},1]
[null,null,{"$f":"VLOOKUP('1. Eff Raw Data'!S4237,'CAS#check'!A$2:A$190,1,FALSE)","v":{"$error":"#N/A"}},1]
[null,null,{"$f":"VLOOKUP('1. Eff Raw Data'!S4238,'CAS#check'!A$2:A$190,1,FALSE)","v":{"$error":"#N/A"}},1]
[null,null,{"$f":"VLOOKUP('1. Eff Raw Data'!S4239,'CAS#check'!A$2:A$190,1,FALSE)","v":{"$error":"#N/A"}},1]
[null,null,{"$f":"VLOOKUP('1. Eff Raw Data'!S4240,'CAS#check'!A$2:A$190,1,FALSE)","v":{"$error":"#N/A"}},1]
[null,null,{"$f":"VLOOKUP('1. Eff Raw Data'!S4241,'CAS#check'!A$2:A$190,1,FALSE)","v":{"$error":"#N/A"}},1]
[null,null,{"$f":"VLOOKUP('1. Eff Raw Data'!S4242,'CAS#check'!A$2:A$190,1,FALSE)","v":{"$error":"#N/A"}},1]
[null,null,{"$f":"VLOOKUP('1. Eff Raw Data'!S4243,'CAS#check'!A$2:A$190,1,FALSE)","v":{"$error":"#N/A"}},1]
[null,null,{"$f":"VLOOKUP('1. Eff Raw Data'!S4244,'CAS#check'!A$2:A$190,1,FALSE)","v":{"$error":"#N/A"}},1]
[null,null,{"$f":"VLOOKUP('1. Eff Raw Data'!S4245,'CAS#check'!A$2:A$190,1,FALSE)","v":{"$error":"#N/A"}},1]
[null,null,{"$f":"VLOOKUP('1. Eff Raw Data'!S4246,'CAS#check'!A$2:A$190,1,FALSE)","v":{"$error":"#N/A"}},1]
[null,null,{"$f":"VLOOKUP('1. Eff Raw Data'!S4247,'CAS#check'!A$2:A$190,1,FALSE)","v":{"$error":"#N/A"}},1]
[null,null,{"$f":"VLOOKUP('1. Eff Raw Data'!S4248,'CAS#check'!A$2:A$190,1,FALSE)","v":{"$error":"#N/A"}},1]
[null,null,{"$f":"VLOOKUP('1. Eff Raw Data'!S4249,'CAS#check'!A$2:A$190,1,FALSE)","v":{"$error":"#N/A"}},1]
[null,null,{"$f":"VLOOKUP('1. Eff Raw Data'!S4250,'CAS#check'!A$2:A$190,1,FALSE)","v":{"$error":"#N/A"}},1]
[null,null,{"$f":"VLOOKUP('1. Eff Raw Data'!S4251,'CAS#check'!A$2:A$190,1,FALSE)","v":{"$error":"#N/A"}},1]
[null,null,{"$f":"VLOOKUP('1. Eff Raw Data'!S4252,'CAS#check'!A$2:A$190,1,FALSE)","v":{"$error":"#N/A"}},1]
[null,null,{"$f":"VLOOKUP('1. Eff Raw Data'!S4253,'CAS#check'!A$2:A$190,1,FALSE)","v":{"$error":"#N/A"}},1]
[null,null,{"$f":"VLOOKUP('1. Eff Raw Data'!S4254,'CAS#check'!A$2:A$190,1,FALSE)","v":{"$error":"#N/A"}},1]
[null,null,{"$f":"VLOOKUP('1. Eff Raw Data'!S4255,'CAS#check'!A$2:A$190,1,FALSE)","v":{"$error":"#N/A"}},1]
[null,null,{"$f":"VLOOKUP('1. Eff Raw Data'!S4256,'CAS#check'!A$2:A$190,1,FALSE)","v":{"$error":"#N/A"}},1]
[null,null,{"$f":"VLOOKUP('1. Eff Raw Data'!S4257,'CAS#check'!A$2:A$190,1,FALSE)","v":{"$error":"#N/A"}},1]
[null,null,{"$f":"VLOOKUP('1. Eff Raw Data'!S4258,'CAS#check'!A$2:A$190,1,FALSE)","v":{"$error":"#N/A"}},1]
[null,null,{"$f":"VLOOKUP('1. Eff Raw Data'!S4259,'CAS#check'!A$2:A$190,1,FALSE)","v":{"$error":"#N/A"}},1]
[null,null,{"$f":"VLOOKUP('1. Eff Raw Data'!S4260,'CAS#check'!A$2:A$190,1,FALSE)","v":{"$error":"#N/A"}},1]
[null,null,{"$f":"VLOOKUP('1. Eff Raw Data'!S4261,'CAS#check'!A$2:A$190,1,FALSE)","v":{"$error":"#N/A"}},1]
[null,null,{"$f":"VLOOKUP('1. Eff Raw Data'!S4262,'CAS#check'!A$2:A$190,1,FALSE)","v":{"$error":"#N/A"}},1]
[null,null,{"$f":"VLOOKUP('1. Eff Raw Data'!S4263,'CAS#check'!A$2:A$190,1,FALSE)","v":{"$error":"#N/A"}},1]
[null,null,{"$f":"VLOOKUP('1. Eff Raw Data'!S4264,'CAS#check'!A$2:A$190,1,FALSE)","v":{"$error":"#N/A"}},1]
[null,null,{"$f":"VLOOKUP('1. Eff Raw Data'!S4265,'CAS#check'!A$2:A$190,1,FALSE)","v":{"$error":"#N/A"}},1]
[null,null,{"$f":"VLOOKUP('1. Eff Raw Data'!S4266,'CAS#check'!A$2:A$190,1,FALSE)","v":{"$error":"#N/A"}},1]
[null,null,{"$f":"VLOOKUP('1. Eff Raw Data'!S4267,'CAS#check'!A$2:A$190,1,FALSE)","v":{"$error":"#N/A"}},1]
[null,null,{"$f":"VLOOKUP('1. Eff Raw Data'!S4268,'CAS#check'!A$2:A$190,1,FALSE)","v":{"$error":"#N/A"}},1]
[null,null,{"$f":"VLOOKUP('1. Eff Raw Data'!S4269,'CAS#check'!A$2:A$190,1,FALSE)","v":{"$error":"#N/A"}},1]
[null,null,{"$f":"VLOOKUP('1. Eff Raw Data'!S4270,'CAS#check'!A$2:A$190,1,FALSE)","v":{"$error":"#N/A"}},1]
[null,null,{"$f":"VLOOKUP('1. Eff Raw Data'!S4271,'CAS#check'!A$2:A$190,1,FALSE)","v":{"$error":"#N/A"}},1]
[null,null,{"$f":"VLOOKUP('1. Eff Raw Data'!S4272,'CAS#check'!A$2:A$190,1,FALSE)","v":{"$error":"#N/A"}},1]
[null,null,{"$f":"VLOOKUP('1. Eff Raw Data'!S4273,'CAS#check'!A$2:A$190,1,FALSE)","v":{"$error":"#N/A"}},1]
[null,null,{"$f":"VLOOKUP('1. Eff Raw Data'!S4274,'CAS#check'!A$2:A$190,1,FALSE)","v":{"$error":"#N/A"}},1]
[null,null,{"$f":"VLOOKUP('1. Eff Raw Data'!S4275,'CAS#check'!A$2:A$190,1,FALSE)","v":{"$error":"#N/A"}},1]
[null,null,{"$f":"VLOOKUP('1. Eff Raw Data'!S4276,'CAS#check'!A$2:A$190,1,FALSE)","v":{"$error":"#N/A"}},1]
[null,null,{"$f":"VLOOKUP('1. Eff Raw Data'!S4277,'CAS#check'!A$2:A$190,1,FALSE)","v":{"$error":"#N/A"}},1]
[null,null,{"$f":"VLOOKUP('1. Eff Raw Data'!S4278,'CAS#check'!A$2:A$190,1,FALSE)","v":{"$error":"#N/A"}},1]
[null,null,{"$f":"VLOOKUP('1. Eff Raw Data'!S4279,'CAS#check'!A$2:A$190,1,FALSE)","v":{"$error":"#N/A"}},1]
[null,null,{"$f":"VLOOKUP('1. Eff Raw Data'!S4280,'CAS#check'!A$2:A$190,1,FALSE)","v":{"$error":"#N/A"}},1]
[null,null,{"$f":"VLOOKUP('1. Eff Raw Data'!S4281,'CAS#check'!A$2:A$190,1,FALSE)","v":{"$error":"#N/A"}},1]
[null,null,{"$f":"VLOOKUP('1. Eff Raw Data'!S4282,'CAS#check'!A$2:A$190,1,FALSE)","v":{"$error":"#N/A"}},1]
[null,null,{"$f":"VLOOKUP('1. Eff Raw Data'!S4283,'CAS#check'!A$2:A$190,1,FALSE)","v":{"$error":"#N/A"}},1]
[null,null,{"$f":"VLOOKUP('1. Eff Raw Data'!S4284,'CAS#check'!A$2:A$190,1,FALSE)","v":{"$error":"#N/A"}},1]
[null,null,{"$f":"VLOOKUP('1. Eff Raw Data'!S4285,'CAS#check'!A$2:A$190,1,FALSE)","v":{"$error":"#N/A"}},{"$f":"IFERROR(_xlfn.IFNA(0*C4285,1),0)","v":1}]
[null,null,{"$f":"VLOOKUP('1. Eff Raw Data'!S4286,'CAS#check'!A$2:A$190,1,FALSE)","v":{"$error":"#N/A"}},1]
[null,null,{"$f":"VLOOKUP('1. Eff Raw Data'!S4287,'CAS#check'!A$2:A$190,1,FALSE)","v":{"$error":"#N/A"}},1]
[null,null,{"$f":"VLOOKUP('1. Eff Raw Data'!S4288,'CAS#check'!A$2:A$190,1,FALSE)","v":{"$error":"#N/A"}},1]
[null,null,{"$f":"VLOOKUP('1. Eff Raw Data'!S4289,'CAS#check'!A$2:A$190,1,FALSE)","v":{"$error":"#N/A"}},1]
[null,null,{"$f":"VLOOKUP('1. Eff Raw Data'!S4290,'CAS#check'!A$2:A$190,1,FALSE)","v":{"$error":"#N/A"}},1]
[null,null,{"$f":"VLOOKUP('1. Eff Raw Data'!S4291,'CAS#check'!A$2:A$190,1,FALSE)","v":{"$error":"#N/A"}},1]
[null,null,{"$f":"VLOOKUP('1. Eff Raw Data'!S4292,'CAS#check'!A$2:A$190,1,FALSE)","v":{"$error":"#N/A"}},1]
[null,null,{"$f":"VLOOKUP('1. Eff Raw Data'!S4293,'CAS#check'!A$2:A$190,1,FALSE)","v":{"$error":"#N/A"}},1]
[null,null,{"$f":"VLOOKUP('1. Eff Raw Data'!S4294,'CAS#check'!A$2:A$190,1,FALSE)","v":{"$error":"#N/A"}},1]
[null,null,{"$f":"VLOOKUP('1. Eff Raw Data'!S4295,'CAS#check'!A$2:A$190,1,FALSE)","v":{"$error":"#N/A"}},1]
[null,null,{"$f":"VLOOKUP('1. Eff Raw Data'!S4296,'CAS#check'!A$2:A$190,1,FALSE)","v":{"$error":"#N/A"}},1]
[null,null,{"$f":"VLOOKUP('1. Eff Raw Data'!S4297,'CAS#check'!A$2:A$190,1,FALSE)","v":{"$error":"#N/A"}},1]
[null,null,{"$f":"VLOOKUP('1. Eff Raw Data'!S4298,'CAS#check'!A$2:A$190,1,FALSE)","v":{"$error":"#N/A"}},1]
[null,null,{"$f":"VLOOKUP('1. Eff Raw Data'!S4299,'CAS#check'!A$2:A$190,1,FALSE)","v":{"$error":"#N/A"}},1]
[null,null,{"$f":"VLOOKUP('1. Eff Raw Data'!S4300,'CAS#check'!A$2:A$190,1,FALSE)","v":{"$error":"#N/A"}},1]
[null,null,{"$f":"VLOOKUP('1. Eff Raw Data'!S4301,'CAS#check'!A$2:A$190,1,FALSE)","v":{"$error":"#N/A"}},1]
[null,null,{"$f":"VLOOKUP('1. Eff Raw Data'!S4302,'CAS#check'!A$2:A$190,1,FALSE)","v":{"$error":"#N/A"}},1]
[null,null,{"$f":"VLOOKUP('1. Eff Raw Data'!S4303,'CAS#check'!A$2:A$190,1,FALSE)","v":{"$error":"#N/A"}},1]
[null,null,{"$f":"VLOOKUP('1. Eff Raw Data'!S4304,'CAS#check'!A$2:A$190,1,FALSE)","v":{"$error":"#N/A"}},1]
[null,null,{"$f":"VLOOKUP('1. Eff Raw Data'!S4305,'CAS#check'!A$2:A$190,1,FALSE)","v":{"$error":"#N/A"}},1]
[null,null,{"$f":"VLOOKUP('1. Eff Raw Data'!S4306,'CAS#check'!A$2:A$190,1,FALSE)","v":{"$error":"#N/A"}},1]
[null,null,{"$f":"VLOOKUP('1. Eff Raw Data'!S4307,'CAS#check'!A$2:A$190,1,FALSE)","v":{"$error":"#N/A"}},1]
[null,null,{"$f":"VLOOKUP('1. Eff Raw Data'!S4308,'CAS#check'!A$2:A$190,1,FALSE)","v":{"$error":"#N/A"}},1]
[null,null,{"$f":"VLOOKUP('1. Eff Raw Data'!S4309,'CAS#check'!A$2:A$190,1,FALSE)","v":{"$error":"#N/A"}},1]
[null,null,{"$f":"VLOOKUP('1. Eff Raw Data'!S4310,'CAS#check'!A$2:A$190,1,FALSE)","v":{"$error":"#N/A"}},1]
[null,null,{"$f":"VLOOKUP('1. Eff Raw Data'!S4311,'CAS#check'!A$2:A$190,1,FALSE)","v":{"$error":"#N/A"}},1]
[null,null,{"$f":"VLOOKUP('1. Eff Raw Data'!S4312,'CAS#check'!A$2:A$190,1,FALSE)","v":{"$error":"#N/A"}},1]
[null,null,{"$f":"VLOOKUP('1. Eff Raw Data'!S4313,'CAS#check'!A$2:A$190,1,FALSE)","v":{"$error":"#N/A"}},1]
[null,null,{"$f":"VLOOKUP('1. Eff Raw Data'!S4314,'CAS#check'!A$2:A$190,1,FALSE)","v":{"$error":"#N/A"}},1]
[null,null,{"$f":"VLOOKUP('1. Eff Raw Data'!S4315,'CAS#check'!A$2:A$190,1,FALSE)","v":{"$error":"#N/A"}},1]
[null,null,{"$f":"VLOOKUP('1. Eff Raw Data'!S4316,'CAS#check'!A$2:A$190,1,FALSE)","v":{"$error":"#N/A"}},1]
[null,null,{"$f":"VLOOKUP('1. Eff Raw Data'!S4317,'CAS#check'!A$2:A$190,1,FALSE)","v":{"$error":"#N/A"}},1]
[null,null,{"$f":"VLOOKUP('1. Eff Raw Data'!S4318,'CAS#check'!A$2:A$190,1,FALSE)","v":{"$error":"#N/A"}},1]
[null,null,{"$f":"VLOOKUP('1. Eff Raw Data'!S4319,'CAS#check'!A$2:A$190,1,FALSE)","v":{"$error":"#N/A"}},1]
[null,null,{"$f":"VLOOKUP('1. Eff Raw Data'!S4320,'CAS#check'!A$2:A$190,1,FALSE)","v":{"$error":"#N/A"}},1]
[null,null,{"$f":"VLOOKUP('1. Eff Raw Data'!S4321,'CAS#check'!A$2:A$190,1,FALSE)","v":{"$error":"#N/A"}},1]
[null,null,{"$f":"VLOOKUP('1. Eff Raw Data'!S4322,'CAS#check'!A$2:A$190,1,FALSE)","v":{"$error":"#N/A"}},1]
[null,null,{"$f":"VLOOKUP('1. Eff Raw Data'!S4323,'CAS#check'!A$2:A$190,1,FALSE)","v":{"$error":"#N/A"}},1]
[null,null,{"$f":"VLOOKUP('1. Eff Raw Data'!S4324,'CAS#check'!A$2:A$190,1,FALSE)","v":{"$error":"#N/A"}},1]
[null,null,{"$f":"VLOOKUP('1. Eff Raw Data'!S4325,'CAS#check'!A$2:A$190,1,FALSE)","v":{"$error":"#N/A"}},1]
[null,null,{"$f":"VLOOKUP('1. Eff Raw Data'!S4326,'CAS#check'!A$2:A$190,1,FALSE)","v":{"$error":"#N/A"}},1]
[null,null,{"$f":"VLOOKUP('1. Eff Raw Data'!S4327,'CAS#check'!A$2:A$190,1,FALSE)","v":{"$error":"#N/A"}},1]
[null,null,{"$f":"VLOOKUP('1. Eff Raw Data'!S4328,'CAS#check'!A$2:A$190,1,FALSE)","v":{"$error":"#N/A"}},1]
[null,null,{"$f":"VLOOKUP('1. Eff Raw Data'!S4329,'CAS#check'!A$2:A$190,1,FALSE)","v":{"$error":"#N/A"}},1]
[null,null,{"$f":"VLOOKUP('1. Eff Raw Data'!S4330,'CAS#check'!A$2:A$190,1,FALSE)","v":{"$error":"#N/A"}},1]
[null,null,{"$f":"VLOOKUP('1. Eff Raw Data'!S4331,'CAS#check'!A$2:A$190,1,FALSE)","v":{"$error":"#N/A"}},1]
[null,null,{"$f":"VLOOKUP('1. Eff Raw Data'!S4332,'CAS#check'!A$2:A$190,1,FALSE)","v":{"$error":"#N/A"}},1]
[null,null,{"$f":"VLOOKUP('1. Eff Raw Data'!S4333,'CAS#check'!A$2:A$190,1,FALSE)","v":{"$error":"#N/A"}},1]
[null,null,{"$f":"VLOOKUP('1. Eff Raw Data'!S4334,'CAS#check'!A$2:A$190,1,FALSE)","v":{"$error":"#N/A"}},1]
[null,null,{"$f":"VLOOKUP('1. Eff Raw Data'!S4335,'CAS#check'!A$2:A$190,1,FALSE)","v":{"$error":"#N/A"}},1]
[null,null,{"$f":"VLOOKUP('1. Eff Raw Data'!S4336,'CAS#check'!A$2:A$190,1,FALSE)","v":{"$error":"#N/A"}},1]
[null,null,{"$f":"VLOOKUP('1. Eff Raw Data'!S4337,'CAS#check'!A$2:A$190,1,FALSE)","v":{"$error":"#N/A"}},1]
[null,null,{"$f":"VLOOKUP('1. Eff Raw Data'!S4338,'CAS#check'!A$2:A$190,1,FALSE)","v":{"$error":"#N/A"}},1]
[null,null,{"$f":"VLOOKUP('1. Eff Raw Data'!S4339,'CAS#check'!A$2:A$190,1,FALSE)","v":{"$error":"#N/A"}},1]
[null,null,{"$f":"VLOOKUP('1. Eff Raw Data'!S4340,'CAS#check'!A$2:A$190,1,FALSE)","v":{"$error":"#N/A"}},1]
[null,null,{"$f":"VLOOKUP('1. Eff Raw Data'!S4341,'CAS#check'!A$2:A$190,1,FALSE)","v":{"$error":"#N/A"}},1]
[null,null,{"$f":"VLOOKUP('1. Eff Raw Data'!S4342,'CAS#check'!A$2:A$190,1,FALSE)","v":{"$error":"#N/A"}},1]
[null,null,{"$f":"VLOOKUP('1. Eff Raw Data'!S4343,'CAS#check'!A$2:A$190,1,FALSE)","v":{"$error":"#N/A"}},1]
[null,null,{"$f":"VLOOKUP('1. Eff Raw Data'!S4344,'CAS#check'!A$2:A$190,1,FALSE)","v":{"$error":"#N/A"}},1]
[null,null,{"$f":"VLOOKUP('1. Eff Raw Data'!S4345,'CAS#check'!A$2:A$190,1,FALSE)","v":{"$error":"#N/A"}},1]
[null,null,{"$f":"VLOOKUP('1. Eff Raw Data'!S4346,'CAS#check'!A$2:A$190,1,FALSE)","v":{"$error":"#N/A"}},1]
[null,null,{"$f":"VLOOKUP('1. Eff Raw Data'!S4347,'CAS#check'!A$2:A$190,1,FALSE)","v":{"$error":"#N/A"}},1]
[null,null,{"$f":"VLOOKUP('1. Eff Raw Data'!S4348,'CAS#check'!A$2:A$190,1,FALSE)","v":{"$error":"#N/A"}},1]
[null,null,{"$f":"VLOOKUP('1. Eff Raw Data'!S4349,'CAS#check'!A$2:A$190,1,FALSE)","v":{"$error":"#N/A"}},{"$f":"IFERROR(_xlfn.IFNA(0*C4349,1),0)","v":1}]
[null,null,{"$f":"VLOOKUP('1. Eff Raw Data'!S4350,'CAS#check'!A$2:A$190,1,FALSE)","v":{"$error":"#N/A"}},1]
[null,null,{"$f":"VLOOKUP('1. Eff Raw Data'!S4351,'CAS#check'!A$2:A$190,1,FALSE)","v":{"$error":"#N/A"}},1]
[null,null,{"$f":"VLOOKUP('1. Eff Raw Data'!S4352,'CAS#check'!A$2:A$190,1,FALSE)","v":{"$error":"#N/A"}},1]
[null,null,{"$f":"VLOOKUP('1. Eff Raw Data'!S4353,'CAS#check'!A$2:A$190,1,FALSE)","v":{"$error":"#N/A"}},1]
[null,null,{"$f":"VLOOKUP('1. Eff Raw Data'!S4354,'CAS#check'!A$2:A$190,1,FALSE)","v":{"$error":"#N/A"}},1]
[null,null,{"$f":"VLOOKUP('1. Eff Raw Data'!S4355,'CAS#check'!A$2:A$190,1,FALSE)","v":{"$error":"#N/A"}},1]
[null,null,{"$f":"VLOOKUP('1. Eff Raw Data'!S4356,'CAS#check'!A$2:A$190,1,FALSE)","v":{"$error":"#N/A"}},1]
[null,null,{"$f":"VLOOKUP('1. Eff Raw Data'!S4357,'CAS#check'!A$2:A$190,1,FALSE)","v":{"$error":"#N/A"}},1]
[null,null,{"$f":"VLOOKUP('1. Eff Raw Data'!S4358,'CAS#check'!A$2:A$190,1,FALSE)","v":{"$error":"#N/A"}},1]
[null,null,{"$f":"VLOOKUP('1. Eff Raw Data'!S4359,'CAS#check'!A$2:A$190,1,FALSE)","v":{"$error":"#N/A"}},1]
[null,null,{"$f":"VLOOKUP('1. Eff Raw Data'!S4360,'CAS#check'!A$2:A$190,1,FALSE)","v":{"$error":"#N/A"}},1]
[null,null,{"$f":"VLOOKUP('1. Eff Raw Data'!S4361,'CAS#check'!A$2:A$190,1,FALSE)","v":{"$error":"#N/A"}},1]
[null,null,{"$f":"VLOOKUP('1. Eff Raw Data'!S4362,'CAS#check'!A$2:A$190,1,FALSE)","v":{"$error":"#N/A"}},1]
[null,null,{"$f":"VLOOKUP('1. Eff Raw Data'!S4363,'CAS#check'!A$2:A$190,1,FALSE)","v":{"$error":"#N/A"}},1]
[null,null,{"$f":"VLOOKUP('1. Eff Raw Data'!S4364,'CAS#check'!A$2:A$190,1,FALSE)","v":{"$error":"#N/A"}},1]
[null,null,{"$f":"VLOOKUP('1. Eff Raw Data'!S4365,'CAS#check'!A$2:A$190,1,FALSE)","v":{"$error":"#N/A"}},1]
[null,null,{"$f":"VLOOKUP('1. Eff Raw Data'!S4366,'CAS#check'!A$2:A$190,1,FALSE)","v":{"$error":"#N/A"}},1]
[null,null,{"$f":"VLOOKUP('1. Eff Raw Data'!S4367,'CAS#check'!A$2:A$190,1,FALSE)","v":{"$error":"#N/A"}},1]
[null,null,{"$f":"VLOOKUP('1. Eff Raw Data'!S4368,'CAS#check'!A$2:A$190,1,FALSE)","v":{"$error":"#N/A"}},1]
[null,null,{"$f":"VLOOKUP('1. Eff Raw Data'!S4369,'CAS#check'!A$2:A$190,1,FALSE)","v":{"$error":"#N/A"}},1]
[null,null,{"$f":"VLOOKUP('1. Eff Raw Data'!S4370,'CAS#check'!A$2:A$190,1,FALSE)","v":{"$error":"#N/A"}},1]
[null,null,{"$f":"VLOOKUP('1. Eff Raw Data'!S4371,'CAS#check'!A$2:A$190,1,FALSE)","v":{"$error":"#N/A"}},1]
[null,null,{"$f":"VLOOKUP('1. Eff Raw Data'!S4372,'CAS#check'!A$2:A$190,1,FALSE)","v":{"$error":"#N/A"}},1]
[null,null,{"$f":"VLOOKUP('1. Eff Raw Data'!S4373,'CAS#check'!A$2:A$190,1,FALSE)","v":{"$error":"#N/A"}},1]
[null,null,{"$f":"VLOOKUP('1. Eff Raw Data'!S4374,'CAS#check'!A$2:A$190,1,FALSE)","v":{"$error":"#N/A"}},1]
[null,null,{"$f":"VLOOKUP('1. Eff Raw Data'!S4375,'CAS#check'!A$2:A$190,1,FALSE)","v":{"$error":"#N/A"}},1]
[null,null,{"$f":"VLOOKUP('1. Eff Raw Data'!S4376,'CAS#check'!A$2:A$190,1,FALSE)","v":{"$error":"#N/A"}},1]
[null,null,{"$f":"VLOOKUP('1. Eff Raw Data'!S4377,'CAS#check'!A$2:A$190,1,FALSE)","v":{"$error":"#N/A"}},1]
[null,null,{"$f":"VLOOKUP('1. Eff Raw Data'!S4378,'CAS#check'!A$2:A$190,1,FALSE)","v":{"$error":"#N/A"}},1]
[null,null,{"$f":"VLOOKUP('1. Eff Raw Data'!S4379,'CAS#check'!A$2:A$190,1,FALSE)","v":{"$error":"#N/A"}},1]
[null,null,{"$f":"VLOOKUP('1. Eff Raw Data'!S4380,'CAS#check'!A$2:A$190,1,FALSE)","v":{"$error":"#N/A"}},1]
[null,null,{"$f":"VLOOKUP('1. Eff Raw Data'!S4381,'CAS#check'!A$2:A$190,1,FALSE)","v":{"$error":"#N/A"}},1]
[null,null,{"$f":"VLOOKUP('1. Eff Raw Data'!S4382,'CAS#check'!A$2:A$190,1,FALSE)","v":{"$error":"#N/A"}},1]
[null,null,{"$f":"VLOOKUP('1. Eff Raw Data'!S4383,'CAS#check'!A$2:A$190,1,FALSE)","v":{"$error":"#N/A"}},1]
[null,null,{"$f":"VLOOKUP('1. Eff Raw Data'!S4384,'CAS#check'!A$2:A$190,1,FALSE)","v":{"$error":"#N/A"}},1]
[null,null,{"$f":"VLOOKUP('1. Eff Raw Data'!S4385,'CAS#check'!A$2:A$190,1,FALSE)","v":{"$error":"#N/A"}},1]
[null,null,{"$f":"VLOOKUP('1. Eff Raw Data'!S4386,'CAS#check'!A$2:A$190,1,FALSE)","v":{"$error":"#N/A"}},1]
[null,null,{"$f":"VLOOKUP('1. Eff Raw Data'!S4387,'CAS#check'!A$2:A$190,1,FALSE)","v":{"$error":"#N/A"}},1]
[null,null,{"$f":"VLOOKUP('1. Eff Raw Data'!S4388,'CAS#check'!A$2:A$190,1,FALSE)","v":{"$error":"#N/A"}},1]
[null,null,{"$f":"VLOOKUP('1. Eff Raw Data'!S4389,'CAS#check'!A$2:A$190,1,FALSE)","v":{"$error":"#N/A"}},1]
[null,null,{"$f":"VLOOKUP('1. Eff Raw Data'!S4390,'CAS#check'!A$2:A$190,1,FALSE)","v":{"$error":"#N/A"}},1]
[null,null,{"$f":"VLOOKUP('1. Eff Raw Data'!S4391,'CAS#check'!A$2:A$190,1,FALSE)","v":{"$error":"#N/A"}},1]
[null,null,{"$f":"VLOOKUP('1. Eff Raw Data'!S4392,'CAS#check'!A$2:A$190,1,FALSE)","v":{"$error":"#N/A"}},1]
[null,null,{"$f":"VLOOKUP('1. Eff Raw Data'!S4393,'CAS#check'!A$2:A$190,1,FALSE)","v":{"$error":"#N/A"}},1]
[null,null,{"$f":"VLOOKUP('1. Eff Raw Data'!S4394,'CAS#check'!A$2:A$190,1,FALSE)","v":{"$error":"#N/A"}},1]
[null,null,{"$f":"VLOOKUP('1. Eff Raw Data'!S4395,'CAS#check'!A$2:A$190,1,FALSE)","v":{"$error":"#N/A"}},1]
[null,null,{"$f":"VLOOKUP('1. Eff Raw Data'!S4396,'CAS#check'!A$2:A$190,1,FALSE)","v":{"$error":"#N/A"}},1]
[null,null,{"$f":"VLOOKUP('1. Eff Raw Data'!S4397,'CAS#check'!A$2:A$190,1,FALSE)","v":{"$error":"#N/A"}},1]
[null,null,{"$f":"VLOOKUP('1. Eff Raw Data'!S4398,'CAS#check'!A$2:A$190,1,FALSE)","v":{"$error":"#N/A"}},1]
[null,null,{"$f":"VLOOKUP('1. Eff Raw Data'!S4399,'CAS#check'!A$2:A$190,1,FALSE)","v":{"$error":"#N/A"}},1]
[null,null,{"$f":"VLOOKUP('1. Eff Raw Data'!S4400,'CAS#check'!A$2:A$190,1,FALSE)","v":{"$error":"#N/A"}},1]
[null,null,{"$f":"VLOOKUP('1. Eff Raw Data'!S4401,'CAS#check'!A$2:A$190,1,FALSE)","v":{"$error":"#N/A"}},1]
[null,null,{"$f":"VLOOKUP('1. Eff Raw Data'!S4402,'CAS#check'!A$2:A$190,1,FALSE)","v":{"$error":"#N/A"}},1]
[null,null,{"$f":"VLOOKUP('1. Eff Raw Data'!S4403,'CAS#check'!A$2:A$190,1,FALSE)","v":{"$error":"#N/A"}},1]
[null,null,{"$f":"VLOOKUP('1. Eff Raw Data'!S4404,'CAS#check'!A$2:A$190,1,FALSE)","v":{"$error":"#N/A"}},1]
[null,null,{"$f":"VLOOKUP('1. Eff Raw Data'!S4405,'CAS#check'!A$2:A$190,1,FALSE)","v":{"$error":"#N/A"}},1]
[null,null,{"$f":"VLOOKUP('1. Eff Raw Data'!S4406,'CAS#check'!A$2:A$190,1,FALSE)","v":{"$error":"#N/A"}},1]
[null,null,{"$f":"VLOOKUP('1. Eff Raw Data'!S4407,'CAS#check'!A$2:A$190,1,FALSE)","v":{"$error":"#N/A"}},1]
[null,null,{"$f":"VLOOKUP('1. Eff Raw Data'!S4408,'CAS#check'!A$2:A$190,1,FALSE)","v":{"$error":"#N/A"}},1]
[null,null,{"$f":"VLOOKUP('1. Eff Raw Data'!S4409,'CAS#check'!A$2:A$190,1,FALSE)","v":{"$error":"#N/A"}},1]
[null,null,{"$f":"VLOOKUP('1. Eff Raw Data'!S4410,'CAS#check'!A$2:A$190,1,FALSE)","v":{"$error":"#N/A"}},1]
[null,null,{"$f":"VLOOKUP('1. Eff Raw Data'!S4411,'CAS#check'!A$2:A$190,1,FALSE)","v":{"$error":"#N/A"}},1]
[null,null,{"$f":"VLOOKUP('1. Eff Raw Data'!S4412,'CAS#check'!A$2:A$190,1,FALSE)","v":{"$error":"#N/A"}},1]
[null,null,{"$f":"VLOOKUP('1. Eff Raw Data'!S4413,'CAS#check'!A$2:A$190,1,FALSE)","v":{"$error":"#N/A"}},{"$f":"IFERROR(_xlfn.IFNA(0*C4413,1),0)","v":1}]
[null,null,{"$f":"VLOOKUP('1. Eff Raw Data'!S4414,'CAS#check'!A$2:A$190,1,FALSE)","v":{"$error":"#N/A"}},1]
[null,null,{"$f":"VLOOKUP('1. Eff Raw Data'!S4415,'CAS#check'!A$2:A$190,1,FALSE)","v":{"$error":"#N/A"}},1]
[null,null,{"$f":"VLOOKUP('1. Eff Raw Data'!S4416,'CAS#check'!A$2:A$190,1,FALSE)","v":{"$error":"#N/A"}},1]
[null,null,{"$f":"VLOOKUP('1. Eff Raw Data'!S4417,'CAS#check'!A$2:A$190,1,FALSE)","v":{"$error":"#N/A"}},1]
[null,null,{"$f":"VLOOKUP('1. Eff Raw Data'!S4418,'CAS#check'!A$2:A$190,1,FALSE)","v":{"$error":"#N/A"}},1]
[null,null,{"$f":"VLOOKUP('1. Eff Raw Data'!S4419,'CAS#check'!A$2:A$190,1,FALSE)","v":{"$error":"#N/A"}},1]
[null,null,{"$f":"VLOOKUP('1. Eff Raw Data'!S4420,'CAS#check'!A$2:A$190,1,FALSE)","v":{"$error":"#N/A"}},1]
[null,null,{"$f":"VLOOKUP('1. Eff Raw Data'!S4421,'CAS#check'!A$2:A$190,1,FALSE)","v":{"$error":"#N/A"}},1]
[null,null,{"$f":"VLOOKUP('1. Eff Raw Data'!S4422,'CAS#check'!A$2:A$190,1,FALSE)","v":{"$error":"#N/A"}},1]
[null,null,{"$f":"VLOOKUP('1. Eff Raw Data'!S4423,'CAS#check'!A$2:A$190,1,FALSE)","v":{"$error":"#N/A"}},1]
[null,null,{"$f":"VLOOKUP('1. Eff Raw Data'!S4424,'CAS#check'!A$2:A$190,1,FALSE)","v":{"$error":"#N/A"}},1]
[null,null,{"$f":"VLOOKUP('1. Eff Raw Data'!S4425,'CAS#check'!A$2:A$190,1,FALSE)","v":{"$error":"#N/A"}},1]
[null,null,{"$f":"VLOOKUP('1. Eff Raw Data'!S4426,'CAS#check'!A$2:A$190,1,FALSE)","v":{"$error":"#N/A"}},1]
[null,null,{"$f":"VLOOKUP('1. Eff Raw Data'!S4427,'CAS#check'!A$2:A$190,1,FALSE)","v":{"$error":"#N/A"}},1]
[null,null,{"$f":"VLOOKUP('1. Eff Raw Data'!S4428,'CAS#check'!A$2:A$190,1,FALSE)","v":{"$error":"#N/A"}},1]
[null,null,{"$f":"VLOOKUP('1. Eff Raw Data'!S4429,'CAS#check'!A$2:A$190,1,FALSE)","v":{"$error":"#N/A"}},1]
[null,null,{"$f":"VLOOKUP('1. Eff Raw Data'!S4430,'CAS#check'!A$2:A$190,1,FALSE)","v":{"$error":"#N/A"}},1]
[null,null,{"$f":"VLOOKUP('1. Eff Raw Data'!S4431,'CAS#check'!A$2:A$190,1,FALSE)","v":{"$error":"#N/A"}},1]
[null,null,{"$f":"VLOOKUP('1. Eff Raw Data'!S4432,'CAS#check'!A$2:A$190,1,FALSE)","v":{"$error":"#N/A"}},1]
[null,null,{"$f":"VLOOKUP('1. Eff Raw Data'!S4433,'CAS#check'!A$2:A$190,1,FALSE)","v":{"$error":"#N/A"}},1]
[null,null,{"$f":"VLOOKUP('1. Eff Raw Data'!S4434,'CAS#check'!A$2:A$190,1,FALSE)","v":{"$error":"#N/A"}},1]
[null,null,{"$f":"VLOOKUP('1. Eff Raw Data'!S4435,'CAS#check'!A$2:A$190,1,FALSE)","v":{"$error":"#N/A"}},1]
[null,null,{"$f":"VLOOKUP('1. Eff Raw Data'!S4436,'CAS#check'!A$2:A$190,1,FALSE)","v":{"$error":"#N/A"}},1]
[null,null,{"$f":"VLOOKUP('1. Eff Raw Data'!S4437,'CAS#check'!A$2:A$190,1,FALSE)","v":{"$error":"#N/A"}},1]
[null,null,{"$f":"VLOOKUP('1. Eff Raw Data'!S4438,'CAS#check'!A$2:A$190,1,FALSE)","v":{"$error":"#N/A"}},1]
[null,null,{"$f":"VLOOKUP('1. Eff Raw Data'!S4439,'CAS#check'!A$2:A$190,1,FALSE)","v":{"$error":"#N/A"}},1]
[null,null,{"$f":"VLOOKUP('1. Eff Raw Data'!S4440,'CAS#check'!A$2:A$190,1,FALSE)","v":{"$error":"#N/A"}},1]
[null,null,{"$f":"VLOOKUP('1. Eff Raw Data'!S4441,'CAS#check'!A$2:A$190,1,FALSE)","v":{"$error":"#N/A"}},1]
[null,null,{"$f":"VLOOKUP('1. Eff Raw Data'!S4442,'CAS#check'!A$2:A$190,1,FALSE)","v":{"$error":"#N/A"}},1]
[null,null,{"$f":"VLOOKUP('1. Eff Raw Data'!S4443,'CAS#check'!A$2:A$190,1,FALSE)","v":{"$error":"#N/A"}},1]
[null,null,{"$f":"VLOOKUP('1. Eff Raw Data'!S4444,'CAS#check'!A$2:A$190,1,FALSE)","v":{"$error":"#N/A"}},1]
[null,null,{"$f":"VLOOKUP('1. Eff Raw Data'!S4445,'CAS#check'!A$2:A$190,1,FALSE)","v":{"$error":"#N/A"}},1]
[null,null,{"$f":"VLOOKUP('1. Eff Raw Data'!S4446,'CAS#check'!A$2:A$190,1,FALSE)","v":{"$error":"#N/A"}},1]
[null,null,{"$f":"VLOOKUP('1. Eff Raw Data'!S4447,'CAS#check'!A$2:A$190,1,FALSE)","v":{"$error":"#N/A"}},1]
[null,null,{"$f":"VLOOKUP('1. Eff Raw Data'!S4448,'CAS#check'!A$2:A$190,1,FALSE)","v":{"$error":"#N/A"}},1]
[null,null,{"$f":"VLOOKUP('1. Eff Raw Data'!S4449,'CAS#check'!A$2:A$190,1,FALSE)","v":{"$error":"#N/A"}},1]
[null,null,{"$f":"VLOOKUP('1. Eff Raw Data'!S4450,'CAS#check'!A$2:A$190,1,FALSE)","v":{"$error":"#N/A"}},1]
[null,null,{"$f":"VLOOKUP('1. Eff Raw Data'!S4451,'CAS#check'!A$2:A$190,1,FALSE)","v":{"$error":"#N/A"}},1]
[null,null,{"$f":"VLOOKUP('1. Eff Raw Data'!S4452,'CAS#check'!A$2:A$190,1,FALSE)","v":{"$error":"#N/A"}},1]
[null,null,{"$f":"VLOOKUP('1. Eff Raw Data'!S4453,'CAS#check'!A$2:A$190,1,FALSE)","v":{"$error":"#N/A"}},1]
[null,null,{"$f":"VLOOKUP('1. Eff Raw Data'!S4454,'CAS#check'!A$2:A$190,1,FALSE)","v":{"$error":"#N/A"}},1]
[null,null,{"$f":"VLOOKUP('1. Eff Raw Data'!S4455,'CAS#check'!A$2:A$190,1,FALSE)","v":{"$error":"#N/A"}},1]
[null,null,{"$f":"VLOOKUP('1. Eff Raw Data'!S4456,'CAS#check'!A$2:A$190,1,FALSE)","v":{"$error":"#N/A"}},1]
[null,null,{"$f":"VLOOKUP('1. Eff Raw Data'!S4457,'CAS#check'!A$2:A$190,1,FALSE)","v":{"$error":"#N/A"}},1]
[null,null,{"$f":"VLOOKUP('1. Eff Raw Data'!S4458,'CAS#check'!A$2:A$190,1,FALSE)","v":{"$error":"#N/A"}},1]
[null,null,{"$f":"VLOOKUP('1. Eff Raw Data'!S4459,'CAS#check'!A$2:A$190,1,FALSE)","v":{"$error":"#N/A"}},1]
[null,null,{"$f":"VLOOKUP('1. Eff Raw Data'!S4460,'CAS#check'!A$2:A$190,1,FALSE)","v":{"$error":"#N/A"}},1]
[null,null,{"$f":"VLOOKUP('1. Eff Raw Data'!S4461,'CAS#check'!A$2:A$190,1,FALSE)","v":{"$error":"#N/A"}},1]
[null,null,{"$f":"VLOOKUP('1. Eff Raw Data'!S4462,'CAS#check'!A$2:A$190,1,FALSE)","v":{"$error":"#N/A"}},1]
[null,null,{"$f":"VLOOKUP('1. Eff Raw Data'!S4463,'CAS#check'!A$2:A$190,1,FALSE)","v":{"$error":"#N/A"}},1]
[null,null,{"$f":"VLOOKUP('1. Eff Raw Data'!S4464,'CAS#check'!A$2:A$190,1,FALSE)","v":{"$error":"#N/A"}},1]
[null,null,{"$f":"VLOOKUP('1. Eff Raw Data'!S4465,'CAS#check'!A$2:A$190,1,FALSE)","v":{"$error":"#N/A"}},1]
[null,null,{"$f":"VLOOKUP('1. Eff Raw Data'!S4466,'CAS#check'!A$2:A$190,1,FALSE)","v":{"$error":"#N/A"}},1]
[null,null,{"$f":"VLOOKUP('1. Eff Raw Data'!S4467,'CAS#check'!A$2:A$190,1,FALSE)","v":{"$error":"#N/A"}},1]
[null,null,{"$f":"VLOOKUP('1. Eff Raw Data'!S4468,'CAS#check'!A$2:A$190,1,FALSE)","v":{"$error":"#N/A"}},1]
[null,null,{"$f":"VLOOKUP('1. Eff Raw Data'!S4469,'CAS#check'!A$2:A$190,1,FALSE)","v":{"$error":"#N/A"}},1]
[null,null,{"$f":"VLOOKUP('1. Eff Raw Data'!S4470,'CAS#check'!A$2:A$190,1,FALSE)","v":{"$error":"#N/A"}},1]
[null,null,{"$f":"VLOOKUP('1. Eff Raw Data'!S4471,'CAS#check'!A$2:A$190,1,FALSE)","v":{"$error":"#N/A"}},1]
[null,null,{"$f":"VLOOKUP('1. Eff Raw Data'!S4472,'CAS#check'!A$2:A$190,1,FALSE)","v":{"$error":"#N/A"}},1]
[null,null,{"$f":"VLOOKUP('1. Eff Raw Data'!S4473,'CAS#check'!A$2:A$190,1,FALSE)","v":{"$error":"#N/A"}},1]
[null,null,{"$f":"VLOOKUP('1. Eff Raw Data'!S4474,'CAS#check'!A$2:A$190,1,FALSE)","v":{"$error":"#N/A"}},1]
[null,null,{"$f":"VLOOKUP('1. Eff Raw Data'!S4475,'CAS#check'!A$2:A$190,1,FALSE)","v":{"$error":"#N/A"}},1]
[null,null,{"$f":"VLOOKUP('1. Eff Raw Data'!S4476,'CAS#check'!A$2:A$190,1,FALSE)","v":{"$error":"#N/A"}},1]
[null,null,{"$f":"VLOOKUP('1. Eff Raw Data'!S4477,'CAS#check'!A$2:A$190,1,FALSE)","v":{"$error":"#N/A"}},{"$f":"IFERROR(_xlfn.IFNA(0*C4477,1),0)","v":1}]
[null,null,{"$f":"VLOOKUP('1. Eff Raw Data'!S4478,'CAS#check'!A$2:A$190,1,FALSE)","v":{"$error":"#N/A"}},1]
[null,null,{"$f":"VLOOKUP('1. Eff Raw Data'!S4479,'CAS#check'!A$2:A$190,1,FALSE)","v":{"$error":"#N/A"}},1]
[null,null,{"$f":"VLOOKUP('1. Eff Raw Data'!S4480,'CAS#check'!A$2:A$190,1,FALSE)","v":{"$error":"#N/A"}},1]
[null,null,{"$f":"VLOOKUP('1. Eff Raw Data'!S4481,'CAS#check'!A$2:A$190,1,FALSE)","v":{"$error":"#N/A"}},1]
[null,null,{"$f":"VLOOKUP('1. Eff Raw Data'!S4482,'CAS#check'!A$2:A$190,1,FALSE)","v":{"$error":"#N/A"}},1]
[null,null,{"$f":"VLOOKUP('1. Eff Raw Data'!S4483,'CAS#check'!A$2:A$190,1,FALSE)","v":{"$error":"#N/A"}},1]
[null,null,{"$f":"VLOOKUP('1. Eff Raw Data'!S4484,'CAS#check'!A$2:A$190,1,FALSE)","v":{"$error":"#N/A"}},1]
[null,null,{"$f":"VLOOKUP('1. Eff Raw Data'!S4485,'CAS#check'!A$2:A$190,1,FALSE)","v":{"$error":"#N/A"}},1]
[null,null,{"$f":"VLOOKUP('1. Eff Raw Data'!S4486,'CAS#check'!A$2:A$190,1,FALSE)","v":{"$error":"#N/A"}},1]
[null,null,{"$f":"VLOOKUP('1. Eff Raw Data'!S4487,'CAS#check'!A$2:A$190,1,FALSE)","v":{"$error":"#N/A"}},1]
[null,null,{"$f":"VLOOKUP('1. Eff Raw Data'!S4488,'CAS#check'!A$2:A$190,1,FALSE)","v":{"$error":"#N/A"}},1]
[null,null,{"$f":"VLOOKUP('1. Eff Raw Data'!S4489,'CAS#check'!A$2:A$190,1,FALSE)","v":{"$error":"#N/A"}},1]
[null,null,{"$f":"VLOOKUP('1. Eff Raw Data'!S4490,'CAS#check'!A$2:A$190,1,FALSE)","v":{"$error":"#N/A"}},1]
[null,null,{"$f":"VLOOKUP('1. Eff Raw Data'!S4491,'CAS#check'!A$2:A$190,1,FALSE)","v":{"$error":"#N/A"}},1]
[null,null,{"$f":"VLOOKUP('1. Eff Raw Data'!S4492,'CAS#check'!A$2:A$190,1,FALSE)","v":{"$error":"#N/A"}},1]
[null,null,{"$f":"VLOOKUP('1. Eff Raw Data'!S4493,'CAS#check'!A$2:A$190,1,FALSE)","v":{"$error":"#N/A"}},1]
[null,null,{"$f":"VLOOKUP('1. Eff Raw Data'!S4494,'CAS#check'!A$2:A$190,1,FALSE)","v":{"$error":"#N/A"}},1]
[null,null,{"$f":"VLOOKUP('1. Eff Raw Data'!S4495,'CAS#check'!A$2:A$190,1,FALSE)","v":{"$error":"#N/A"}},1]
[null,null,{"$f":"VLOOKUP('1. Eff Raw Data'!S4496,'CAS#check'!A$2:A$190,1,FALSE)","v":{"$error":"#N/A"}},1]
[null,null,{"$f":"VLOOKUP('1. Eff Raw Data'!S4497,'CAS#check'!A$2:A$190,1,FALSE)","v":{"$error":"#N/A"}},1]
[null,null,{"$f":"VLOOKUP('1. Eff Raw Data'!S4498,'CAS#check'!A$2:A$190,1,FALSE)","v":{"$error":"#N/A"}},1]
[null,null,{"$f":"VLOOKUP('1. Eff Raw Data'!S4499,'CAS#check'!A$2:A$190,1,FALSE)","v":{"$error":"#N/A"}},1]
[null,null,{"$f":"VLOOKUP('1. Eff Raw Data'!S4500,'CAS#check'!A$2:A$190,1,FALSE)","v":{"$error":"#N/A"}},1]
[null,null,{"$f":"VLOOKUP('1. Eff Raw Data'!S4501,'CAS#check'!A$2:A$190,1,FALSE)","v":{"$error":"#N/A"}},1]
[null,null,{"$f":"VLOOKUP('1. Eff Raw Data'!S4502,'CAS#check'!A$2:A$190,1,FALSE)","v":{"$error":"#N/A"}},1]
[null,null,{"$f":"VLOOKUP('1. Eff Raw Data'!S4503,'CAS#check'!A$2:A$190,1,FALSE)","v":{"$error":"#N/A"}},1]
[null,null,{"$f":"VLOOKUP('1. Eff Raw Data'!S4504,'CAS#check'!A$2:A$190,1,FALSE)","v":{"$error":"#N/A"}},1]
[null,null,{"$f":"VLOOKUP('1. Eff Raw Data'!S4505,'CAS#check'!A$2:A$190,1,FALSE)","v":{"$error":"#N/A"}},1]
[null,null,{"$f":"VLOOKUP('1. Eff Raw Data'!S4506,'CAS#check'!A$2:A$190,1,FALSE)","v":{"$error":"#N/A"}},1]
[null,null,{"$f":"VLOOKUP('1. Eff Raw Data'!S4507,'CAS#check'!A$2:A$190,1,FALSE)","v":{"$error":"#N/A"}},1]
[null,null,{"$f":"VLOOKUP('1. Eff Raw Data'!S4508,'CAS#check'!A$2:A$190,1,FALSE)","v":{"$error":"#N/A"}},1]
[null,null,{"$f":"VLOOKUP('1. Eff Raw Data'!S4509,'CAS#check'!A$2:A$190,1,FALSE)","v":{"$error":"#N/A"}},1]
[null,null,{"$f":"VLOOKUP('1. Eff Raw Data'!S4510,'CAS#check'!A$2:A$190,1,FALSE)","v":{"$error":"#N/A"}},1]
[null,null,{"$f":"VLOOKUP('1. Eff Raw Data'!S4511,'CAS#check'!A$2:A$190,1,FALSE)","v":{"$error":"#N/A"}},1]
[null,null,{"$f":"VLOOKUP('1. Eff Raw Data'!S4512,'CAS#check'!A$2:A$190,1,FALSE)","v":{"$error":"#N/A"}},1]
[null,null,{"$f":"VLOOKUP('1. Eff Raw Data'!S4513,'CAS#check'!A$2:A$190,1,FALSE)","v":{"$error":"#N/A"}},1]
[null,null,{"$f":"VLOOKUP('1. Eff Raw Data'!S4514,'CAS#check'!A$2:A$190,1,FALSE)","v":{"$error":"#N/A"}},1]
[null,null,{"$f":"VLOOKUP('1. Eff Raw Data'!S4515,'CAS#check'!A$2:A$190,1,FALSE)","v":{"$error":"#N/A"}},1]
[null,null,{"$f":"VLOOKUP('1. Eff Raw Data'!S4516,'CAS#check'!A$2:A$190,1,FALSE)","v":{"$error":"#N/A"}},1]
[null,null,{"$f":"VLOOKUP('1. Eff Raw Data'!S4517,'CAS#check'!A$2:A$190,1,FALSE)","v":{"$error":"#N/A"}},1]
[null,null,{"$f":"VLOOKUP('1. Eff Raw Data'!S4518,'CAS#check'!A$2:A$190,1,FALSE)","v":{"$error":"#N/A"}},1]
[null,null,{"$f":"VLOOKUP('1. Eff Raw Data'!S4519,'CAS#check'!A$2:A$190,1,FALSE)","v":{"$error":"#N/A"}},1]
[null,null,{"$f":"VLOOKUP('1. Eff Raw Data'!S4520,'CAS#check'!A$2:A$190,1,FALSE)","v":{"$error":"#N/A"}},1]
[null,null,{"$f":"VLOOKUP('1. Eff Raw Data'!S4521,'CAS#check'!A$2:A$190,1,FALSE)","v":{"$error":"#N/A"}},1]
[null,null,{"$f":"VLOOKUP('1. Eff Raw Data'!S4522,'CAS#check'!A$2:A$190,1,FALSE)","v":{"$error":"#N/A"}},1]
[null,null,{"$f":"VLOOKUP('1. Eff Raw Data'!S4523,'CAS#check'!A$2:A$190,1,FALSE)","v":{"$error":"#N/A"}},1]
[null,null,{"$f":"VLOOKUP('1. Eff Raw Data'!S4524,'CAS#check'!A$2:A$190,1,FALSE)","v":{"$error":"#N/A"}},1]
[null,null,{"$f":"VLOOKUP('1. Eff Raw Data'!S4525,'CAS#check'!A$2:A$190,1,FALSE)","v":{"$error":"#N/A"}},1]
[null,null,{"$f":"VLOOKUP('1. Eff Raw Data'!S4526,'CAS#check'!A$2:A$190,1,FALSE)","v":{"$error":"#N/A"}},1]
[null,null,{"$f":"VLOOKUP('1. Eff Raw Data'!S4527,'CAS#check'!A$2:A$190,1,FALSE)","v":{"$error":"#N/A"}},1]
[null,null,{"$f":"VLOOKUP('1. Eff Raw Data'!S4528,'CAS#check'!A$2:A$190,1,FALSE)","v":{"$error":"#N/A"}},1]
[null,null,{"$f":"VLOOKUP('1. Eff Raw Data'!S4529,'CAS#check'!A$2:A$190,1,FALSE)","v":{"$error":"#N/A"}},1]
[null,null,{"$f":"VLOOKUP('1. Eff Raw Data'!S4530,'CAS#check'!A$2:A$190,1,FALSE)","v":{"$error":"#N/A"}},1]
[null,null,{"$f":"VLOOKUP('1. Eff Raw Data'!S4531,'CAS#check'!A$2:A$190,1,FALSE)","v":{"$error":"#N/A"}},1]
[null,null,{"$f":"VLOOKUP('1. Eff Raw Data'!S4532,'CAS#check'!A$2:A$190,1,FALSE)","v":{"$error":"#N/A"}},1]
[null,null,{"$f":"VLOOKUP('1. Eff Raw Data'!S4533,'CAS#check'!A$2:A$190,1,FALSE)","v":{"$error":"#N/A"}},1]
[null,null,{"$f":"VLOOKUP('1. Eff Raw Data'!S4534,'CAS#check'!A$2:A$190,1,FALSE)","v":{"$error":"#N/A"}},1]
[null,null,{"$f":"VLOOKUP('1. Eff Raw Data'!S4535,'CAS#check'!A$2:A$190,1,FALSE)","v":{"$error":"#N/A"}},1]
[null,null,{"$f":"VLOOKUP('1. Eff Raw Data'!S4536,'CAS#check'!A$2:A$190,1,FALSE)","v":{"$error":"#N/A"}},1]
[null,null,{"$f":"VLOOKUP('1. Eff Raw Data'!S4537,'CAS#check'!A$2:A$190,1,FALSE)","v":{"$error":"#N/A"}},1]
[null,null,{"$f":"VLOOKUP('1. Eff Raw Data'!S4538,'CAS#check'!A$2:A$190,1,FALSE)","v":{"$error":"#N/A"}},1]
[null,null,{"$f":"VLOOKUP('1. Eff Raw Data'!S4539,'CAS#check'!A$2:A$190,1,FALSE)","v":{"$error":"#N/A"}},1]
[null,null,{"$f":"VLOOKUP('1. Eff Raw Data'!S4540,'CAS#check'!A$2:A$190,1,FALSE)","v":{"$error":"#N/A"}},1]
[null,null,{"$f":"VLOOKUP('1. Eff Raw Data'!S4541,'CAS#check'!A$2:A$190,1,FALSE)","v":{"$error":"#N/A"}},{"$f":"IFERROR(_xlfn.IFNA(0*C4541,1),0)","v":1}]
[null,null,{"$f":"VLOOKUP('1. Eff Raw Data'!S4542,'CAS#check'!A$2:A$190,1,FALSE)","v":{"$error":"#N/A"}},1]
[null,null,{"$f":"VLOOKUP('1. Eff Raw Data'!S4543,'CAS#check'!A$2:A$190,1,FALSE)","v":{"$error":"#N/A"}},1]
[null,null,{"$f":"VLOOKUP('1. Eff Raw Data'!S4544,'CAS#check'!A$2:A$190,1,FALSE)","v":{"$error":"#N/A"}},1]
[null,null,{"$f":"VLOOKUP('1. Eff Raw Data'!S4545,'CAS#check'!A$2:A$190,1,FALSE)","v":{"$error":"#N/A"}},1]
[null,null,{"$f":"VLOOKUP('1. Eff Raw Data'!S4546,'CAS#check'!A$2:A$190,1,FALSE)","v":{"$error":"#N/A"}},1]
[null,null,{"$f":"VLOOKUP('1. Eff Raw Data'!S4547,'CAS#check'!A$2:A$190,1,FALSE)","v":{"$error":"#N/A"}},1]
[null,null,{"$f":"VLOOKUP('1. Eff Raw Data'!S4548,'CAS#check'!A$2:A$190,1,FALSE)","v":{"$error":"#N/A"}},1]
[null,null,{"$f":"VLOOKUP('1. Eff Raw Data'!S4549,'CAS#check'!A$2:A$190,1,FALSE)","v":{"$error":"#N/A"}},1]
[null,null,{"$f":"VLOOKUP('1. Eff Raw Data'!S4550,'CAS#check'!A$2:A$190,1,FALSE)","v":{"$error":"#N/A"}},1]
[null,null,{"$f":"VLOOKUP('1. Eff Raw Data'!S4551,'CAS#check'!A$2:A$190,1,FALSE)","v":{"$error":"#N/A"}},1]
[null,null,{"$f":"VLOOKUP('1. Eff Raw Data'!S4552,'CAS#check'!A$2:A$190,1,FALSE)","v":{"$error":"#N/A"}},1]
[null,null,{"$f":"VLOOKUP('1. Eff Raw Data'!S4553,'CAS#check'!A$2:A$190,1,FALSE)","v":{"$error":"#N/A"}},1]
[null,null,{"$f":"VLOOKUP('1. Eff Raw Data'!S4554,'CAS#check'!A$2:A$190,1,FALSE)","v":{"$error":"#N/A"}},1]
[null,null,{"$f":"VLOOKUP('1. Eff Raw Data'!S4555,'CAS#check'!A$2:A$190,1,FALSE)","v":{"$error":"#N/A"}},1]
[null,null,{"$f":"VLOOKUP('1. Eff Raw Data'!S4556,'CAS#check'!A$2:A$190,1,FALSE)","v":{"$error":"#N/A"}},1]
[null,null,{"$f":"VLOOKUP('1. Eff Raw Data'!S4557,'CAS#check'!A$2:A$190,1,FALSE)","v":{"$error":"#N/A"}},1]
[null,null,{"$f":"VLOOKUP('1. Eff Raw Data'!S4558,'CAS#check'!A$2:A$190,1,FALSE)","v":{"$error":"#N/A"}},1]
[null,null,{"$f":"VLOOKUP('1. Eff Raw Data'!S4559,'CAS#check'!A$2:A$190,1,FALSE)","v":{"$error":"#N/A"}},1]
[null,null,{"$f":"VLOOKUP('1. Eff Raw Data'!S4560,'CAS#check'!A$2:A$190,1,FALSE)","v":{"$error":"#N/A"}},1]
[null,null,{"$f":"VLOOKUP('1. Eff Raw Data'!S4561,'CAS#check'!A$2:A$190,1,FALSE)","v":{"$error":"#N/A"}},1]
[null,null,{"$f":"VLOOKUP('1. Eff Raw Data'!S4562,'CAS#check'!A$2:A$190,1,FALSE)","v":{"$error":"#N/A"}},1]
[null,null,{"$f":"VLOOKUP('1. Eff Raw Data'!S4563,'CAS#check'!A$2:A$190,1,FALSE)","v":{"$error":"#N/A"}},1]
[null,null,{"$f":"VLOOKUP('1. Eff Raw Data'!S4564,'CAS#check'!A$2:A$190,1,FALSE)","v":{"$error":"#N/A"}},1]
[null,null,{"$f":"VLOOKUP('1. Eff Raw Data'!S4565,'CAS#check'!A$2:A$190,1,FALSE)","v":{"$error":"#N/A"}},1]
[null,null,{"$f":"VLOOKUP('1. Eff Raw Data'!S4566,'CAS#check'!A$2:A$190,1,FALSE)","v":{"$error":"#N/A"}},1]
[null,null,{"$f":"VLOOKUP('1. Eff Raw Data'!S4567,'CAS#check'!A$2:A$190,1,FALSE)","v":{"$error":"#N/A"}},1]
[null,null,{"$f":"VLOOKUP('1. Eff Raw Data'!S4568,'CAS#check'!A$2:A$190,1,FALSE)","v":{"$error":"#N/A"}},1]
[null,null,{"$f":"VLOOKUP('1. Eff Raw Data'!S4569,'CAS#check'!A$2:A$190,1,FALSE)","v":{"$error":"#N/A"}},1]
[null,null,{"$f":"VLOOKUP('1. Eff Raw Data'!S4570,'CAS#check'!A$2:A$190,1,FALSE)","v":{"$error":"#N/A"}},1]
[null,null,{"$f":"VLOOKUP('1. Eff Raw Data'!S4571,'CAS#check'!A$2:A$190,1,FALSE)","v":{"$error":"#N/A"}},1]
[null,null,{"$f":"VLOOKUP('1. Eff Raw Data'!S4572,'CAS#check'!A$2:A$190,1,FALSE)","v":{"$error":"#N/A"}},1]
[null,null,{"$f":"VLOOKUP('1. Eff Raw Data'!S4573,'CAS#check'!A$2:A$190,1,FALSE)","v":{"$error":"#N/A"}},1]
[null,null,{"$f":"VLOOKUP('1. Eff Raw Data'!S4574,'CAS#check'!A$2:A$190,1,FALSE)","v":{"$error":"#N/A"}},1]
[null,null,{"$f":"VLOOKUP('1. Eff Raw Data'!S4575,'CAS#check'!A$2:A$190,1,FALSE)","v":{"$error":"#N/A"}},1]
[null,null,{"$f":"VLOOKUP('1. Eff Raw Data'!S4576,'CAS#check'!A$2:A$190,1,FALSE)","v":{"$error":"#N/A"}},1]
[null,null,{"$f":"VLOOKUP('1. Eff Raw Data'!S4577,'CAS#check'!A$2:A$190,1,FALSE)","v":{"$error":"#N/A"}},1]
[null,null,{"$f":"VLOOKUP('1. Eff Raw Data'!S4578,'CAS#check'!A$2:A$190,1,FALSE)","v":{"$error":"#N/A"}},1]
[null,null,{"$f":"VLOOKUP('1. Eff Raw Data'!S4579,'CAS#check'!A$2:A$190,1,FALSE)","v":{"$error":"#N/A"}},1]
[null,null,{"$f":"VLOOKUP('1. Eff Raw Data'!S4580,'CAS#check'!A$2:A$190,1,FALSE)","v":{"$error":"#N/A"}},1]
[null,null,{"$f":"VLOOKUP('1. Eff Raw Data'!S4581,'CAS#check'!A$2:A$190,1,FALSE)","v":{"$error":"#N/A"}},1]
[null,null,{"$f":"VLOOKUP('1. Eff Raw Data'!S4582,'CAS#check'!A$2:A$190,1,FALSE)","v":{"$error":"#N/A"}},1]
[null,null,{"$f":"VLOOKUP('1. Eff Raw Data'!S4583,'CAS#check'!A$2:A$190,1,FALSE)","v":{"$error":"#N/A"}},1]
[null,null,{"$f":"VLOOKUP('1. Eff Raw Data'!S4584,'CAS#check'!A$2:A$190,1,FALSE)","v":{"$error":"#N/A"}},1]
[null,null,{"$f":"VLOOKUP('1. Eff Raw Data'!S4585,'CAS#check'!A$2:A$190,1,FALSE)","v":{"$error":"#N/A"}},1]
[null,null,{"$f":"VLOOKUP('1. Eff Raw Data'!S4586,'CAS#check'!A$2:A$190,1,FALSE)","v":{"$error":"#N/A"}},1]
[null,null,{"$f":"VLOOKUP('1. Eff Raw Data'!S4587,'CAS#check'!A$2:A$190,1,FALSE)","v":{"$error":"#N/A"}},1]
[null,null,{"$f":"VLOOKUP('1. Eff Raw Data'!S4588,'CAS#check'!A$2:A$190,1,FALSE)","v":{"$error":"#N/A"}},1]
[null,null,{"$f":"VLOOKUP('1. Eff Raw Data'!S4589,'CAS#check'!A$2:A$190,1,FALSE)","v":{"$error":"#N/A"}},1]
[null,null,{"$f":"VLOOKUP('1. Eff Raw Data'!S4590,'CAS#check'!A$2:A$190,1,FALSE)","v":{"$error":"#N/A"}},1]
[null,null,{"$f":"VLOOKUP('1. Eff Raw Data'!S4591,'CAS#check'!A$2:A$190,1,FALSE)","v":{"$error":"#N/A"}},1]
[null,null,{"$f":"VLOOKUP('1. Eff Raw Data'!S4592,'CAS#check'!A$2:A$190,1,FALSE)","v":{"$error":"#N/A"}},1]
[null,null,{"$f":"VLOOKUP('1. Eff Raw Data'!S4593,'CAS#check'!A$2:A$190,1,FALSE)","v":{"$error":"#N/A"}},1]
[null,null,{"$f":"VLOOKUP('1. Eff Raw Data'!S4594,'CAS#check'!A$2:A$190,1,FALSE)","v":{"$error":"#N/A"}},1]
[null,null,{"$f":"VLOOKUP('1. Eff Raw Data'!S4595,'CAS#check'!A$2:A$190,1,FALSE)","v":{"$error":"#N/A"}},1]
[null,null,{"$f":"VLOOKUP('1. Eff Raw Data'!S4596,'CAS#check'!A$2:A$190,1,FALSE)","v":{"$error":"#N/A"}},1]
[null,null,{"$f":"VLOOKUP('1. Eff Raw Data'!S4597,'CAS#check'!A$2:A$190,1,FALSE)","v":{"$error":"#N/A"}},1]
[null,null,{"$f":"VLOOKUP('1. Eff Raw Data'!S4598,'CAS#check'!A$2:A$190,1,FALSE)","v":{"$error":"#N/A"}},1]
[null,null,{"$f":"VLOOKUP('1. Eff Raw Data'!S4599,'CAS#check'!A$2:A$190,1,FALSE)","v":{"$error":"#N/A"}},1]
[null,null,{"$f":"VLOOKUP('1. Eff Raw Data'!S4600,'CAS#check'!A$2:A$190,1,FALSE)","v":{"$error":"#N/A"}},1]
[null,null,{"$f":"VLOOKUP('1. Eff Raw Data'!S4601,'CAS#check'!A$2:A$190,1,FALSE)","v":{"$error":"#N/A"}},1]
[null,null,{"$f":"VLOOKUP('1. Eff Raw Data'!S4602,'CAS#check'!A$2:A$190,1,FALSE)","v":{"$error":"#N/A"}},1]
[null,null,{"$f":"VLOOKUP('1. Eff Raw Data'!S4603,'CAS#check'!A$2:A$190,1,FALSE)","v":{"$error":"#N/A"}},1]
[null,null,{"$f":"VLOOKUP('1. Eff Raw Data'!S4604,'CAS#check'!A$2:A$190,1,FALSE)","v":{"$error":"#N/A"}},1]
[null,null,{"$f":"VLOOKUP('1. Eff Raw Data'!S4605,'CAS#check'!A$2:A$190,1,FALSE)","v":{"$error":"#N/A"}},{"$f":"IFERROR(_xlfn.IFNA(0*C4605,1),0)","v":1}]
[null,null,{"$f":"VLOOKUP('1. Eff Raw Data'!S4606,'CAS#check'!A$2:A$190,1,FALSE)","v":{"$error":"#N/A"}},1]
[null,null,{"$f":"VLOOKUP('1. Eff Raw Data'!S4607,'CAS#check'!A$2:A$190,1,FALSE)","v":{"$error":"#N/A"}},1]
[null,null,{"$f":"VLOOKUP('1. Eff Raw Data'!S4608,'CAS#check'!A$2:A$190,1,FALSE)","v":{"$error":"#N/A"}},1]
[null,null,{"$f":"VLOOKUP('1. Eff Raw Data'!S4609,'CAS#check'!A$2:A$190,1,FALSE)","v":{"$error":"#N/A"}},1]
[null,null,{"$f":"VLOOKUP('1. Eff Raw Data'!S4610,'CAS#check'!A$2:A$190,1,FALSE)","v":{"$error":"#N/A"}},1]
[null,null,{"$f":"VLOOKUP('1. Eff Raw Data'!S4611,'CAS#check'!A$2:A$190,1,FALSE)","v":{"$error":"#N/A"}},1]
[null,null,{"$f":"VLOOKUP('1. Eff Raw Data'!S4612,'CAS#check'!A$2:A$190,1,FALSE)","v":{"$error":"#N/A"}},1]
[null,null,{"$f":"VLOOKUP('1. Eff Raw Data'!S4613,'CAS#check'!A$2:A$190,1,FALSE)","v":{"$error":"#N/A"}},1]
[null,null,{"$f":"VLOOKUP('1. Eff Raw Data'!S4614,'CAS#check'!A$2:A$190,1,FALSE)","v":{"$error":"#N/A"}},1]
[null,null,{"$f":"VLOOKUP('1. Eff Raw Data'!S4615,'CAS#check'!A$2:A$190,1,FALSE)","v":{"$error":"#N/A"}},1]
[null,null,{"$f":"VLOOKUP('1. Eff Raw Data'!S4616,'CAS#check'!A$2:A$190,1,FALSE)","v":{"$error":"#N/A"}},1]
[null,null,{"$f":"VLOOKUP('1. Eff Raw Data'!S4617,'CAS#check'!A$2:A$190,1,FALSE)","v":{"$error":"#N/A"}},1]
[null,null,{"$f":"VLOOKUP('1. Eff Raw Data'!S4618,'CAS#check'!A$2:A$190,1,FALSE)","v":{"$error":"#N/A"}},1]
[null,null,{"$f":"VLOOKUP('1. Eff Raw Data'!S4619,'CAS#check'!A$2:A$190,1,FALSE)","v":{"$error":"#N/A"}},1]
[null,null,{"$f":"VLOOKUP('1. Eff Raw Data'!S4620,'CAS#check'!A$2:A$190,1,FALSE)","v":{"$error":"#N/A"}},1]
[null,null,{"$f":"VLOOKUP('1. Eff Raw Data'!S4621,'CAS#check'!A$2:A$190,1,FALSE)","v":{"$error":"#N/A"}},1]
[null,null,{"$f":"VLOOKUP('1. Eff Raw Data'!S4622,'CAS#check'!A$2:A$190,1,FALSE)","v":{"$error":"#N/A"}},1]
[null,null,{"$f":"VLOOKUP('1. Eff Raw Data'!S4623,'CAS#check'!A$2:A$190,1,FALSE)","v":{"$error":"#N/A"}},1]
[null,null,{"$f":"VLOOKUP('1. Eff Raw Data'!S4624,'CAS#check'!A$2:A$190,1,FALSE)","v":{"$error":"#N/A"}},1]
[null,null,{"$f":"VLOOKUP('1. Eff Raw Data'!S4625,'CAS#check'!A$2:A$190,1,FALSE)","v":{"$error":"#N/A"}},1]
[null,null,{"$f":"VLOOKUP('1. Eff Raw Data'!S4626,'CAS#check'!A$2:A$190,1,FALSE)","v":{"$error":"#N/A"}},1]
[null,null,{"$f":"VLOOKUP('1. Eff Raw Data'!S4627,'CAS#check'!A$2:A$190,1,FALSE)","v":{"$error":"#N/A"}},1]
[null,null,{"$f":"VLOOKUP('1. Eff Raw Data'!S4628,'CAS#check'!A$2:A$190,1,FALSE)","v":{"$error":"#N/A"}},1]
[null,null,{"$f":"VLOOKUP('1. Eff Raw Data'!S4629,'CAS#check'!A$2:A$190,1,FALSE)","v":{"$error":"#N/A"}},1]
[null,null,{"$f":"VLOOKUP('1. Eff Raw Data'!S4630,'CAS#check'!A$2:A$190,1,FALSE)","v":{"$error":"#N/A"}},1]
[null,null,{"$f":"VLOOKUP('1. Eff Raw Data'!S4631,'CAS#check'!A$2:A$190,1,FALSE)","v":{"$error":"#N/A"}},1]
[null,null,{"$f":"VLOOKUP('1. Eff Raw Data'!S4632,'CAS#check'!A$2:A$190,1,FALSE)","v":{"$error":"#N/A"}},1]
[null,null,{"$f":"VLOOKUP('1. Eff Raw Data'!S4633,'CAS#check'!A$2:A$190,1,FALSE)","v":{"$error":"#N/A"}},1]
[null,null,{"$f":"VLOOKUP('1. Eff Raw Data'!S4634,'CAS#check'!A$2:A$190,1,FALSE)","v":{"$error":"#N/A"}},1]
[null,null,{"$f":"VLOOKUP('1. Eff Raw Data'!S4635,'CAS#check'!A$2:A$190,1,FALSE)","v":{"$error":"#N/A"}},1]
[null,null,{"$f":"VLOOKUP('1. Eff Raw Data'!S4636,'CAS#check'!A$2:A$190,1,FALSE)","v":{"$error":"#N/A"}},1]
[null,null,{"$f":"VLOOKUP('1. Eff Raw Data'!S4637,'CAS#check'!A$2:A$190,1,FALSE)","v":{"$error":"#N/A"}},1]
[null,null,{"$f":"VLOOKUP('1. Eff Raw Data'!S4638,'CAS#check'!A$2:A$190,1,FALSE)","v":{"$error":"#N/A"}},1]
[null,null,{"$f":"VLOOKUP('1. Eff Raw Data'!S4639,'CAS#check'!A$2:A$190,1,FALSE)","v":{"$error":"#N/A"}},1]
[null,null,{"$f":"VLOOKUP('1. Eff Raw Data'!S4640,'CAS#check'!A$2:A$190,1,FALSE)","v":{"$error":"#N/A"}},1]
[null,null,{"$f":"VLOOKUP('1. Eff Raw Data'!S4641,'CAS#check'!A$2:A$190,1,FALSE)","v":{"$error":"#N/A"}},1]
[null,null,{"$f":"VLOOKUP('1. Eff Raw Data'!S4642,'CAS#check'!A$2:A$190,1,FALSE)","v":{"$error":"#N/A"}},1]
[null,null,{"$f":"VLOOKUP('1. Eff Raw Data'!S4643,'CAS#check'!A$2:A$190,1,FALSE)","v":{"$error":"#N/A"}},1]
[null,null,{"$f":"VLOOKUP('1. Eff Raw Data'!S4644,'CAS#check'!A$2:A$190,1,FALSE)","v":{"$error":"#N/A"}},1]
[null,null,{"$f":"VLOOKUP('1. Eff Raw Data'!S4645,'CAS#check'!A$2:A$190,1,FALSE)","v":{"$error":"#N/A"}},1]
[null,null,{"$f":"VLOOKUP('1. Eff Raw Data'!S4646,'CAS#check'!A$2:A$190,1,FALSE)","v":{"$error":"#N/A"}},1]
[null,null,{"$f":"VLOOKUP('1. Eff Raw Data'!S4647,'CAS#check'!A$2:A$190,1,FALSE)","v":{"$error":"#N/A"}},1]
[null,null,{"$f":"VLOOKUP('1. Eff Raw Data'!S4648,'CAS#check'!A$2:A$190,1,FALSE)","v":{"$error":"#N/A"}},1]
[null,null,{"$f":"VLOOKUP('1. Eff Raw Data'!S4649,'CAS#check'!A$2:A$190,1,FALSE)","v":{"$error":"#N/A"}},1]
[null,null,{"$f":"VLOOKUP('1. Eff Raw Data'!S4650,'CAS#check'!A$2:A$190,1,FALSE)","v":{"$error":"#N/A"}},1]
[null,null,{"$f":"VLOOKUP('1. Eff Raw Data'!S4651,'CAS#check'!A$2:A$190,1,FALSE)","v":{"$error":"#N/A"}},1]
[null,null,{"$f":"VLOOKUP('1. Eff Raw Data'!S4652,'CAS#check'!A$2:A$190,1,FALSE)","v":{"$error":"#N/A"}},1]
[null,null,{"$f":"VLOOKUP('1. Eff Raw Data'!S4653,'CAS#check'!A$2:A$190,1,FALSE)","v":{"$error":"#N/A"}},1]
[null,null,{"$f":"VLOOKUP('1. Eff Raw Data'!S4654,'CAS#check'!A$2:A$190,1,FALSE)","v":{"$error":"#N/A"}},1]
[null,null,{"$f":"VLOOKUP('1. Eff Raw Data'!S4655,'CAS#check'!A$2:A$190,1,FALSE)","v":{"$error":"#N/A"}},1]
[null,null,{"$f":"VLOOKUP('1. Eff Raw Data'!S4656,'CAS#check'!A$2:A$190,1,FALSE)","v":{"$error":"#N/A"}},1]
[null,null,{"$f":"VLOOKUP('1. Eff Raw Data'!S4657,'CAS#check'!A$2:A$190,1,FALSE)","v":{"$error":"#N/A"}},1]
[null,null,{"$f":"VLOOKUP('1. Eff Raw Data'!S4658,'CAS#check'!A$2:A$190,1,FALSE)","v":{"$error":"#N/A"}},1]
[null,null,{"$f":"VLOOKUP('1. Eff Raw Data'!S4659,'CAS#check'!A$2:A$190,1,FALSE)","v":{"$error":"#N/A"}},1]
[null,null,{"$f":"VLOOKUP('1. Eff Raw Data'!S4660,'CAS#check'!A$2:A$190,1,FALSE)","v":{"$error":"#N/A"}},1]
[null,null,{"$f":"VLOOKUP('1. Eff Raw Data'!S4661,'CAS#check'!A$2:A$190,1,FALSE)","v":{"$error":"#N/A"}},1]
[null,null,{"$f":"VLOOKUP('1. Eff Raw Data'!S4662,'CAS#check'!A$2:A$190,1,FALSE)","v":{"$error":"#N/A"}},1]
[null,null,{"$f":"VLOOKUP('1. Eff Raw Data'!S4663,'CAS#check'!A$2:A$190,1,FALSE)","v":{"$error":"#N/A"}},1]
[null,null,{"$f":"VLOOKUP('1. Eff Raw Data'!S4664,'CAS#check'!A$2:A$190,1,FALSE)","v":{"$error":"#N/A"}},1]
[null,null,{"$f":"VLOOKUP('1. Eff Raw Data'!S4665,'CAS#check'!A$2:A$190,1,FALSE)","v":{"$error":"#N/A"}},1]
[null,null,{"$f":"VLOOKUP('1. Eff Raw Data'!S4666,'CAS#check'!A$2:A$190,1,FALSE)","v":{"$error":"#N/A"}},1]
[null,null,{"$f":"VLOOKUP('1. Eff Raw Data'!S4667,'CAS#check'!A$2:A$190,1,FALSE)","v":{"$error":"#N/A"}},1]
[null,null,{"$f":"VLOOKUP('1. Eff Raw Data'!S4668,'CAS#check'!A$2:A$190,1,FALSE)","v":{"$error":"#N/A"}},1]
[null,null,{"$f":"VLOOKUP('1. Eff Raw Data'!S4669,'CAS#check'!A$2:A$190,1,FALSE)","v":{"$error":"#N/A"}},{"$f":"IFERROR(_xlfn.IFNA(0*C4669,1),0)","v":1}]
[null,null,{"$f":"VLOOKUP('1. Eff Raw Data'!S4670,'CAS#check'!A$2:A$190,1,FALSE)","v":{"$error":"#N/A"}},1]
[null,null,{"$f":"VLOOKUP('1. Eff Raw Data'!S4671,'CAS#check'!A$2:A$190,1,FALSE)","v":{"$error":"#N/A"}},1]
[null,null,{"$f":"VLOOKUP('1. Eff Raw Data'!S4672,'CAS#check'!A$2:A$190,1,FALSE)","v":{"$error":"#N/A"}},1]
[null,null,{"$f":"VLOOKUP('1. Eff Raw Data'!S4673,'CAS#check'!A$2:A$190,1,FALSE)","v":{"$error":"#N/A"}},1]
[null,null,{"$f":"VLOOKUP('1. Eff Raw Data'!S4674,'CAS#check'!A$2:A$190,1,FALSE)","v":{"$error":"#N/A"}},1]
[null,null,{"$f":"VLOOKUP('1. Eff Raw Data'!S4675,'CAS#check'!A$2:A$190,1,FALSE)","v":{"$error":"#N/A"}},1]
[null,null,{"$f":"VLOOKUP('1. Eff Raw Data'!S4676,'CAS#check'!A$2:A$190,1,FALSE)","v":{"$error":"#N/A"}},1]
[null,null,{"$f":"VLOOKUP('1. Eff Raw Data'!S4677,'CAS#check'!A$2:A$190,1,FALSE)","v":{"$error":"#N/A"}},1]
[null,null,{"$f":"VLOOKUP('1. Eff Raw Data'!S4678,'CAS#check'!A$2:A$190,1,FALSE)","v":{"$error":"#N/A"}},1]
[null,null,{"$f":"VLOOKUP('1. Eff Raw Data'!S4679,'CAS#check'!A$2:A$190,1,FALSE)","v":{"$error":"#N/A"}},1]
[null,null,{"$f":"VLOOKUP('1. Eff Raw Data'!S4680,'CAS#check'!A$2:A$190,1,FALSE)","v":{"$error":"#N/A"}},1]
[null,null,{"$f":"VLOOKUP('1. Eff Raw Data'!S4681,'CAS#check'!A$2:A$190,1,FALSE)","v":{"$error":"#N/A"}},1]
[null,null,{"$f":"VLOOKUP('1. Eff Raw Data'!S4682,'CAS#check'!A$2:A$190,1,FALSE)","v":{"$error":"#N/A"}},1]
[null,null,{"$f":"VLOOKUP('1. Eff Raw Data'!S4683,'CAS#check'!A$2:A$190,1,FALSE)","v":{"$error":"#N/A"}},1]
[null,null,{"$f":"VLOOKUP('1. Eff Raw Data'!S4684,'CAS#check'!A$2:A$190,1,FALSE)","v":{"$error":"#N/A"}},1]
[null,null,{"$f":"VLOOKUP('1. Eff Raw Data'!S4685,'CAS#check'!A$2:A$190,1,FALSE)","v":{"$error":"#N/A"}},1]
[null,null,{"$f":"VLOOKUP('1. Eff Raw Data'!S4686,'CAS#check'!A$2:A$190,1,FALSE)","v":{"$error":"#N/A"}},1]
[null,null,{"$f":"VLOOKUP('1. Eff Raw Data'!S4687,'CAS#check'!A$2:A$190,1,FALSE)","v":{"$error":"#N/A"}},1]
[null,null,{"$f":"VLOOKUP('1. Eff Raw Data'!S4688,'CAS#check'!A$2:A$190,1,FALSE)","v":{"$error":"#N/A"}},1]
[null,null,{"$f":"VLOOKUP('1. Eff Raw Data'!S4689,'CAS#check'!A$2:A$190,1,FALSE)","v":{"$error":"#N/A"}},1]
[null,null,{"$f":"VLOOKUP('1. Eff Raw Data'!S4690,'CAS#check'!A$2:A$190,1,FALSE)","v":{"$error":"#N/A"}},1]
[null,null,{"$f":"VLOOKUP('1. Eff Raw Data'!S4691,'CAS#check'!A$2:A$190,1,FALSE)","v":{"$error":"#N/A"}},1]
[null,null,{"$f":"VLOOKUP('1. Eff Raw Data'!S4692,'CAS#check'!A$2:A$190,1,FALSE)","v":{"$error":"#N/A"}},1]
[null,null,{"$f":"VLOOKUP('1. Eff Raw Data'!S4693,'CAS#check'!A$2:A$190,1,FALSE)","v":{"$error":"#N/A"}},1]
[null,null,{"$f":"VLOOKUP('1. Eff Raw Data'!S4694,'CAS#check'!A$2:A$190,1,FALSE)","v":{"$error":"#N/A"}},1]
[null,null,{"$f":"VLOOKUP('1. Eff Raw Data'!S4695,'CAS#check'!A$2:A$190,1,FALSE)","v":{"$error":"#N/A"}},1]
[null,null,{"$f":"VLOOKUP('1. Eff Raw Data'!S4696,'CAS#check'!A$2:A$190,1,FALSE)","v":{"$error":"#N/A"}},1]
[null,null,{"$f":"VLOOKUP('1. Eff Raw Data'!S4697,'CAS#check'!A$2:A$190,1,FALSE)","v":{"$error":"#N/A"}},1]
[null,null,{"$f":"VLOOKUP('1. Eff Raw Data'!S4698,'CAS#check'!A$2:A$190,1,FALSE)","v":{"$error":"#N/A"}},1]
[null,null,{"$f":"VLOOKUP('1. Eff Raw Data'!S4699,'CAS#check'!A$2:A$190,1,FALSE)","v":{"$error":"#N/A"}},1]
[null,null,{"$f":"VLOOKUP('1. Eff Raw Data'!S4700,'CAS#check'!A$2:A$190,1,FALSE)","v":{"$error":"#N/A"}},1]
[null,null,{"$f":"VLOOKUP('1. Eff Raw Data'!S4701,'CAS#check'!A$2:A$190,1,FALSE)","v":{"$error":"#N/A"}},1]
[null,null,{"$f":"VLOOKUP('1. Eff Raw Data'!S4702,'CAS#check'!A$2:A$190,1,FALSE)","v":{"$error":"#N/A"}},1]
[null,null,{"$f":"VLOOKUP('1. Eff Raw Data'!S4703,'CAS#check'!A$2:A$190,1,FALSE)","v":{"$error":"#N/A"}},1]
[null,null,{"$f":"VLOOKUP('1. Eff Raw Data'!S4704,'CAS#check'!A$2:A$190,1,FALSE)","v":{"$error":"#N/A"}},1]
[null,null,{"$f":"VLOOKUP('1. Eff Raw Data'!S4705,'CAS#check'!A$2:A$190,1,FALSE)","v":{"$error":"#N/A"}},1]
[null,null,{"$f":"VLOOKUP('1. Eff Raw Data'!S4706,'CAS#check'!A$2:A$190,1,FALSE)","v":{"$error":"#N/A"}},1]
[null,null,{"$f":"VLOOKUP('1. Eff Raw Data'!S4707,'CAS#check'!A$2:A$190,1,FALSE)","v":{"$error":"#N/A"}},1]
[null,null,{"$f":"VLOOKUP('1. Eff Raw Data'!S4708,'CAS#check'!A$2:A$190,1,FALSE)","v":{"$error":"#N/A"}},1]
[null,null,{"$f":"VLOOKUP('1. Eff Raw Data'!S4709,'CAS#check'!A$2:A$190,1,FALSE)","v":{"$error":"#N/A"}},1]
[null,null,{"$f":"VLOOKUP('1. Eff Raw Data'!S4710,'CAS#check'!A$2:A$190,1,FALSE)","v":{"$error":"#N/A"}},1]
[null,null,{"$f":"VLOOKUP('1. Eff Raw Data'!S4711,'CAS#check'!A$2:A$190,1,FALSE)","v":{"$error":"#N/A"}},1]
[null,null,{"$f":"VLOOKUP('1. Eff Raw Data'!S4712,'CAS#check'!A$2:A$190,1,FALSE)","v":{"$error":"#N/A"}},1]
[null,null,{"$f":"VLOOKUP('1. Eff Raw Data'!S4713,'CAS#check'!A$2:A$190,1,FALSE)","v":{"$error":"#N/A"}},1]
[null,null,{"$f":"VLOOKUP('1. Eff Raw Data'!S4714,'CAS#check'!A$2:A$190,1,FALSE)","v":{"$error":"#N/A"}},1]
[null,null,{"$f":"VLOOKUP('1. Eff Raw Data'!S4715,'CAS#check'!A$2:A$190,1,FALSE)","v":{"$error":"#N/A"}},1]
[null,null,{"$f":"VLOOKUP('1. Eff Raw Data'!S4716,'CAS#check'!A$2:A$190,1,FALSE)","v":{"$error":"#N/A"}},1]
[null,null,{"$f":"VLOOKUP('1. Eff Raw Data'!S4717,'CAS#check'!A$2:A$190,1,FALSE)","v":{"$error":"#N/A"}},1]
[null,null,{"$f":"VLOOKUP('1. Eff Raw Data'!S4718,'CAS#check'!A$2:A$190,1,FALSE)","v":{"$error":"#N/A"}},1]
[null,null,{"$f":"VLOOKUP('1. Eff Raw Data'!S4719,'CAS#check'!A$2:A$190,1,FALSE)","v":{"$error":"#N/A"}},1]
[null,null,{"$f":"VLOOKUP('1. Eff Raw Data'!S4720,'CAS#check'!A$2:A$190,1,FALSE)","v":{"$error":"#N/A"}},1]
[null,null,{"$f":"VLOOKUP('1. Eff Raw Data'!S4721,'CAS#check'!A$2:A$190,1,FALSE)","v":{"$error":"#N/A"}},1]
[null,null,{"$f":"VLOOKUP('1. Eff Raw Data'!S4722,'CAS#check'!A$2:A$190,1,FALSE)","v":{"$error":"#N/A"}},1]
[null,null,{"$f":"VLOOKUP('1. Eff Raw Data'!S4723,'CAS#check'!A$2:A$190,1,FALSE)","v":{"$error":"#N/A"}},1]
[null,null,{"$f":"VLOOKUP('1. Eff Raw Data'!S4724,'CAS#check'!A$2:A$190,1,FALSE)","v":{"$error":"#N/A"}},1]
[null,null,{"$f":"VLOOKUP('1. Eff Raw Data'!S4725,'CAS#check'!A$2:A$190,1,FALSE)","v":{"$error":"#N/A"}},1]
[null,null,{"$f":"VLOOKUP('1. Eff Raw Data'!S4726,'CAS#check'!A$2:A$190,1,FALSE)","v":{"$error":"#N/A"}},1]
[null,null,{"$f":"VLOOKUP('1. Eff Raw Data'!S4727,'CAS#check'!A$2:A$190,1,FALSE)","v":{"$error":"#N/A"}},1]
[null,null,{"$f":"VLOOKUP('1. Eff Raw Data'!S4728,'CAS#check'!A$2:A$190,1,FALSE)","v":{"$error":"#N/A"}},1]
[null,null,{"$f":"VLOOKUP('1. Eff Raw Data'!S4729,'CAS#check'!A$2:A$190,1,FALSE)","v":{"$error":"#N/A"}},1]
[null,null,{"$f":"VLOOKUP('1. Eff Raw Data'!S4730,'CAS#check'!A$2:A$190,1,FALSE)","v":{"$error":"#N/A"}},1]
[null,null,{"$f":"VLOOKUP('1. Eff Raw Data'!S4731,'CAS#check'!A$2:A$190,1,FALSE)","v":{"$error":"#N/A"}},1]
[null,null,{"$f":"VLOOKUP('1. Eff Raw Data'!S4732,'CAS#check'!A$2:A$190,1,FALSE)","v":{"$error":"#N/A"}},1]
[null,null,{"$f":"VLOOKUP('1. Eff Raw Data'!S4733,'CAS#check'!A$2:A$190,1,FALSE)","v":{"$error":"#N/A"}},{"$f":"IFERROR(_xlfn.IFNA(0*C4733,1),0)","v":1}]
[null,null,{"$f":"VLOOKUP('1. Eff Raw Data'!S4734,'CAS#check'!A$2:A$190,1,FALSE)","v":{"$error":"#N/A"}},1]
[null,null,{"$f":"VLOOKUP('1. Eff Raw Data'!S4735,'CAS#check'!A$2:A$190,1,FALSE)","v":{"$error":"#N/A"}},1]
[null,null,{"$f":"VLOOKUP('1. Eff Raw Data'!S4736,'CAS#check'!A$2:A$190,1,FALSE)","v":{"$error":"#N/A"}},1]
[null,null,{"$f":"VLOOKUP('1. Eff Raw Data'!S4737,'CAS#check'!A$2:A$190,1,FALSE)","v":{"$error":"#N/A"}},1]
[null,null,{"$f":"VLOOKUP('1. Eff Raw Data'!S4738,'CAS#check'!A$2:A$190,1,FALSE)","v":{"$error":"#N/A"}},1]
[null,null,{"$f":"VLOOKUP('1. Eff Raw Data'!S4739,'CAS#check'!A$2:A$190,1,FALSE)","v":{"$error":"#N/A"}},1]
[null,null,{"$f":"VLOOKUP('1. Eff Raw Data'!S4740,'CAS#check'!A$2:A$190,1,FALSE)","v":{"$error":"#N/A"}},1]
[null,null,{"$f":"VLOOKUP('1. Eff Raw Data'!S4741,'CAS#check'!A$2:A$190,1,FALSE)","v":{"$error":"#N/A"}},1]
[null,null,{"$f":"VLOOKUP('1. Eff Raw Data'!S4742,'CAS#check'!A$2:A$190,1,FALSE)","v":{"$error":"#N/A"}},1]
[null,null,{"$f":"VLOOKUP('1. Eff Raw Data'!S4743,'CAS#check'!A$2:A$190,1,FALSE)","v":{"$error":"#N/A"}},1]
[null,null,{"$f":"VLOOKUP('1. Eff Raw Data'!S4744,'CAS#check'!A$2:A$190,1,FALSE)","v":{"$error":"#N/A"}},1]
[null,null,{"$f":"VLOOKUP('1. Eff Raw Data'!S4745,'CAS#check'!A$2:A$190,1,FALSE)","v":{"$error":"#N/A"}},1]
[null,null,{"$f":"VLOOKUP('1. Eff Raw Data'!S4746,'CAS#check'!A$2:A$190,1,FALSE)","v":{"$error":"#N/A"}},1]
[null,null,{"$f":"VLOOKUP('1. Eff Raw Data'!S4747,'CAS#check'!A$2:A$190,1,FALSE)","v":{"$error":"#N/A"}},1]
[null,null,{"$f":"VLOOKUP('1. Eff Raw Data'!S4748,'CAS#check'!A$2:A$190,1,FALSE)","v":{"$error":"#N/A"}},1]
[null,null,{"$f":"VLOOKUP('1. Eff Raw Data'!S4749,'CAS#check'!A$2:A$190,1,FALSE)","v":{"$error":"#N/A"}},1]
[null,null,{"$f":"VLOOKUP('1. Eff Raw Data'!S4750,'CAS#check'!A$2:A$190,1,FALSE)","v":{"$error":"#N/A"}},1]
[null,null,{"$f":"VLOOKUP('1. Eff Raw Data'!S4751,'CAS#check'!A$2:A$190,1,FALSE)","v":{"$error":"#N/A"}},1]
[null,null,{"$f":"VLOOKUP('1. Eff Raw Data'!S4752,'CAS#check'!A$2:A$190,1,FALSE)","v":{"$error":"#N/A"}},1]
[null,null,{"$f":"VLOOKUP('1. Eff Raw Data'!S4753,'CAS#check'!A$2:A$190,1,FALSE)","v":{"$error":"#N/A"}},1]
[null,null,{"$f":"VLOOKUP('1. Eff Raw Data'!S4754,'CAS#check'!A$2:A$190,1,FALSE)","v":{"$error":"#N/A"}},1]
[null,null,{"$f":"VLOOKUP('1. Eff Raw Data'!S4755,'CAS#check'!A$2:A$190,1,FALSE)","v":{"$error":"#N/A"}},1]
[null,null,{"$f":"VLOOKUP('1. Eff Raw Data'!S4756,'CAS#check'!A$2:A$190,1,FALSE)","v":{"$error":"#N/A"}},1]
[null,null,{"$f":"VLOOKUP('1. Eff Raw Data'!S4757,'CAS#check'!A$2:A$190,1,FALSE)","v":{"$error":"#N/A"}},1]
[null,null,{"$f":"VLOOKUP('1. Eff Raw Data'!S4758,'CAS#check'!A$2:A$190,1,FALSE)","v":{"$error":"#N/A"}},1]
[null,null,{"$f":"VLOOKUP('1. Eff Raw Data'!S4759,'CAS#check'!A$2:A$190,1,FALSE)","v":{"$error":"#N/A"}},1]
[null,null,{"$f":"VLOOKUP('1. Eff Raw Data'!S4760,'CAS#check'!A$2:A$190,1,FALSE)","v":{"$error":"#N/A"}},1]
[null,null,{"$f":"VLOOKUP('1. Eff Raw Data'!S4761,'CAS#check'!A$2:A$190,1,FALSE)","v":{"$error":"#N/A"}},1]
[null,null,{"$f":"VLOOKUP('1. Eff Raw Data'!S4762,'CAS#check'!A$2:A$190,1,FALSE)","v":{"$error":"#N/A"}},1]
[null,null,{"$f":"VLOOKUP('1. Eff Raw Data'!S4763,'CAS#check'!A$2:A$190,1,FALSE)","v":{"$error":"#N/A"}},1]
[null,null,{"$f":"VLOOKUP('1. Eff Raw Data'!S4764,'CAS#check'!A$2:A$190,1,FALSE)","v":{"$error":"#N/A"}},1]
[null,null,{"$f":"VLOOKUP('1. Eff Raw Data'!S4765,'CAS#check'!A$2:A$190,1,FALSE)","v":{"$error":"#N/A"}},1]
[null,null,{"$f":"VLOOKUP('1. Eff Raw Data'!S4766,'CAS#check'!A$2:A$190,1,FALSE)","v":{"$error":"#N/A"}},1]
[null,null,{"$f":"VLOOKUP('1. Eff Raw Data'!S4767,'CAS#check'!A$2:A$190,1,FALSE)","v":{"$error":"#N/A"}},1]
[null,null,{"$f":"VLOOKUP('1. Eff Raw Data'!S4768,'CAS#check'!A$2:A$190,1,FALSE)","v":{"$error":"#N/A"}},1]
[null,null,{"$f":"VLOOKUP('1. Eff Raw Data'!S4769,'CAS#check'!A$2:A$190,1,FALSE)","v":{"$error":"#N/A"}},1]
[null,null,{"$f":"VLOOKUP('1. Eff Raw Data'!S4770,'CAS#check'!A$2:A$190,1,FALSE)","v":{"$error":"#N/A"}},1]
[null,null,{"$f":"VLOOKUP('1. Eff Raw Data'!S4771,'CAS#check'!A$2:A$190,1,FALSE)","v":{"$error":"#N/A"}},1]
[null,null,{"$f":"VLOOKUP('1. Eff Raw Data'!S4772,'CAS#check'!A$2:A$190,1,FALSE)","v":{"$error":"#N/A"}},1]
[null,null,{"$f":"VLOOKUP('1. Eff Raw Data'!S4773,'CAS#check'!A$2:A$190,1,FALSE)","v":{"$error":"#N/A"}},1]
[null,null,{"$f":"VLOOKUP('1. Eff Raw Data'!S4774,'CAS#check'!A$2:A$190,1,FALSE)","v":{"$error":"#N/A"}},1]
[null,null,{"$f":"VLOOKUP('1. Eff Raw Data'!S4775,'CAS#check'!A$2:A$190,1,FALSE)","v":{"$error":"#N/A"}},1]
[null,null,{"$f":"VLOOKUP('1. Eff Raw Data'!S4776,'CAS#check'!A$2:A$190,1,FALSE)","v":{"$error":"#N/A"}},1]
[null,null,{"$f":"VLOOKUP('1. Eff Raw Data'!S4777,'CAS#check'!A$2:A$190,1,FALSE)","v":{"$error":"#N/A"}},1]
[null,null,{"$f":"VLOOKUP('1. Eff Raw Data'!S4778,'CAS#check'!A$2:A$190,1,FALSE)","v":{"$error":"#N/A"}},1]
[null,null,{"$f":"VLOOKUP('1. Eff Raw Data'!S4779,'CAS#check'!A$2:A$190,1,FALSE)","v":{"$error":"#N/A"}},1]
[null,null,{"$f":"VLOOKUP('1. Eff Raw Data'!S4780,'CAS#check'!A$2:A$190,1,FALSE)","v":{"$error":"#N/A"}},1]
[null,null,{"$f":"VLOOKUP('1. Eff Raw Data'!S4781,'CAS#check'!A$2:A$190,1,FALSE)","v":{"$error":"#N/A"}},1]
[null,null,{"$f":"VLOOKUP('1. Eff Raw Data'!S4782,'CAS#check'!A$2:A$190,1,FALSE)","v":{"$error":"#N/A"}},1]
[null,null,{"$f":"VLOOKUP('1. Eff Raw Data'!S4783,'CAS#check'!A$2:A$190,1,FALSE)","v":{"$error":"#N/A"}},1]
[null,null,{"$f":"VLOOKUP('1. Eff Raw Data'!S4784,'CAS#check'!A$2:A$190,1,FALSE)","v":{"$error":"#N/A"}},1]
[null,null,{"$f":"VLOOKUP('1. Eff Raw Data'!S4785,'CAS#check'!A$2:A$190,1,FALSE)","v":{"$error":"#N/A"}},1]
[null,null,{"$f":"VLOOKUP('1. Eff Raw Data'!S4786,'CAS#check'!A$2:A$190,1,FALSE)","v":{"$error":"#N/A"}},1]
[null,null,{"$f":"VLOOKUP('1. Eff Raw Data'!S4787,'CAS#check'!A$2:A$190,1,FALSE)","v":{"$error":"#N/A"}},1]
[null,null,{"$f":"VLOOKUP('1. Eff Raw Data'!S4788,'CAS#check'!A$2:A$190,1,FALSE)","v":{"$error":"#N/A"}},1]
[null,null,{"$f":"VLOOKUP('1. Eff Raw Data'!S4789,'CAS#check'!A$2:A$190,1,FALSE)","v":{"$error":"#N/A"}},1]
[null,null,{"$f":"VLOOKUP('1. Eff Raw Data'!S4790,'CAS#check'!A$2:A$190,1,FALSE)","v":{"$error":"#N/A"}},1]
[null,null,{"$f":"VLOOKUP('1. Eff Raw Data'!S4791,'CAS#check'!A$2:A$190,1,FALSE)","v":{"$error":"#N/A"}},1]
[null,null,{"$f":"VLOOKUP('1. Eff Raw Data'!S4792,'CAS#check'!A$2:A$190,1,FALSE)","v":{"$error":"#N/A"}},1]
[null,null,{"$f":"VLOOKUP('1. Eff Raw Data'!S4793,'CAS#check'!A$2:A$190,1,FALSE)","v":{"$error":"#N/A"}},1]
[null,null,{"$f":"VLOOKUP('1. Eff Raw Data'!S4794,'CAS#check'!A$2:A$190,1,FALSE)","v":{"$error":"#N/A"}},1]
[null,null,{"$f":"VLOOKUP('1. Eff Raw Data'!S4795,'CAS#check'!A$2:A$190,1,FALSE)","v":{"$error":"#N/A"}},1]
[null,null,{"$f":"VLOOKUP('1. Eff Raw Data'!S4796,'CAS#check'!A$2:A$190,1,FALSE)","v":{"$error":"#N/A"}},1]
[null,null,{"$f":"VLOOKUP('1. Eff Raw Data'!S4797,'CAS#check'!A$2:A$190,1,FALSE)","v":{"$error":"#N/A"}},{"$f":"IFERROR(_xlfn.IFNA(0*C4797,1),0)","v":1}]
[null,null,{"$f":"VLOOKUP('1. Eff Raw Data'!S4798,'CAS#check'!A$2:A$190,1,FALSE)","v":{"$error":"#N/A"}},1]
[null,null,{"$f":"VLOOKUP('1. Eff Raw Data'!S4799,'CAS#check'!A$2:A$190,1,FALSE)","v":{"$error":"#N/A"}},1]
[null,null,{"$f":"VLOOKUP('1. Eff Raw Data'!S4800,'CAS#check'!A$2:A$190,1,FALSE)","v":{"$error":"#N/A"}},1]
[null,null,{"$f":"VLOOKUP('1. Eff Raw Data'!S4801,'CAS#check'!A$2:A$190,1,FALSE)","v":{"$error":"#N/A"}},1]
[null,null,{"$f":"VLOOKUP('1. Eff Raw Data'!S4802,'CAS#check'!A$2:A$190,1,FALSE)","v":{"$error":"#N/A"}},1]
[null,null,{"$f":"VLOOKUP('1. Eff Raw Data'!S4803,'CAS#check'!A$2:A$190,1,FALSE)","v":{"$error":"#N/A"}},1]
[null,null,{"$f":"VLOOKUP('1. Eff Raw Data'!S4804,'CAS#check'!A$2:A$190,1,FALSE)","v":{"$error":"#N/A"}},1]
[null,null,{"$f":"VLOOKUP('1. Eff Raw Data'!S4805,'CAS#check'!A$2:A$190,1,FALSE)","v":{"$error":"#N/A"}},1]
[null,null,{"$f":"VLOOKUP('1. Eff Raw Data'!S4806,'CAS#check'!A$2:A$190,1,FALSE)","v":{"$error":"#N/A"}},1]
[null,null,{"$f":"VLOOKUP('1. Eff Raw Data'!S4807,'CAS#check'!A$2:A$190,1,FALSE)","v":{"$error":"#N/A"}},1]
[null,null,{"$f":"VLOOKUP('1. Eff Raw Data'!S4808,'CAS#check'!A$2:A$190,1,FALSE)","v":{"$error":"#N/A"}},1]
[null,null,{"$f":"VLOOKUP('1. Eff Raw Data'!S4809,'CAS#check'!A$2:A$190,1,FALSE)","v":{"$error":"#N/A"}},1]
[null,null,{"$f":"VLOOKUP('1. Eff Raw Data'!S4810,'CAS#check'!A$2:A$190,1,FALSE)","v":{"$error":"#N/A"}},1]
[null,null,{"$f":"VLOOKUP('1. Eff Raw Data'!S4811,'CAS#check'!A$2:A$190,1,FALSE)","v":{"$error":"#N/A"}},1]
[null,null,{"$f":"VLOOKUP('1. Eff Raw Data'!S4812,'CAS#check'!A$2:A$190,1,FALSE)","v":{"$error":"#N/A"}},1]
[null,null,{"$f":"VLOOKUP('1. Eff Raw Data'!S4813,'CAS#check'!A$2:A$190,1,FALSE)","v":{"$error":"#N/A"}},1]
[null,null,{"$f":"VLOOKUP('1. Eff Raw Data'!S4814,'CAS#check'!A$2:A$190,1,FALSE)","v":{"$error":"#N/A"}},1]
[null,null,{"$f":"VLOOKUP('1. Eff Raw Data'!S4815,'CAS#check'!A$2:A$190,1,FALSE)","v":{"$error":"#N/A"}},1]
[null,null,{"$f":"VLOOKUP('1. Eff Raw Data'!S4816,'CAS#check'!A$2:A$190,1,FALSE)","v":{"$error":"#N/A"}},1]
[null,null,{"$f":"VLOOKUP('1. Eff Raw Data'!S4817,'CAS#check'!A$2:A$190,1,FALSE)","v":{"$error":"#N/A"}},1]
[null,null,{"$f":"VLOOKUP('1. Eff Raw Data'!S4818,'CAS#check'!A$2:A$190,1,FALSE)","v":{"$error":"#N/A"}},1]
[null,null,{"$f":"VLOOKUP('1. Eff Raw Data'!S4819,'CAS#check'!A$2:A$190,1,FALSE)","v":{"$error":"#N/A"}},1]
[null,null,{"$f":"VLOOKUP('1. Eff Raw Data'!S4820,'CAS#check'!A$2:A$190,1,FALSE)","v":{"$error":"#N/A"}},1]
[null,null,{"$f":"VLOOKUP('1. Eff Raw Data'!S4821,'CAS#check'!A$2:A$190,1,FALSE)","v":{"$error":"#N/A"}},1]
[null,null,{"$f":"VLOOKUP('1. Eff Raw Data'!S4822,'CAS#check'!A$2:A$190,1,FALSE)","v":{"$error":"#N/A"}},1]
[null,null,{"$f":"VLOOKUP('1. Eff Raw Data'!S4823,'CAS#check'!A$2:A$190,1,FALSE)","v":{"$error":"#N/A"}},1]
[null,null,{"$f":"VLOOKUP('1. Eff Raw Data'!S4824,'CAS#check'!A$2:A$190,1,FALSE)","v":{"$error":"#N/A"}},1]
[null,null,{"$f":"VLOOKUP('1. Eff Raw Data'!S4825,'CAS#check'!A$2:A$190,1,FALSE)","v":{"$error":"#N/A"}},1]
[null,null,{"$f":"VLOOKUP('1. Eff Raw Data'!S4826,'CAS#check'!A$2:A$190,1,FALSE)","v":{"$error":"#N/A"}},1]
[null,null,{"$f":"VLOOKUP('1. Eff Raw Data'!S4827,'CAS#check'!A$2:A$190,1,FALSE)","v":{"$error":"#N/A"}},1]
[null,null,{"$f":"VLOOKUP('1. Eff Raw Data'!S4828,'CAS#check'!A$2:A$190,1,FALSE)","v":{"$error":"#N/A"}},1]
[null,null,{"$f":"VLOOKUP('1. Eff Raw Data'!S4829,'CAS#check'!A$2:A$190,1,FALSE)","v":{"$error":"#N/A"}},1]
[null,null,{"$f":"VLOOKUP('1. Eff Raw Data'!S4830,'CAS#check'!A$2:A$190,1,FALSE)","v":{"$error":"#N/A"}},1]
[null,null,{"$f":"VLOOKUP('1. Eff Raw Data'!S4831,'CAS#check'!A$2:A$190,1,FALSE)","v":{"$error":"#N/A"}},1]
[null,null,{"$f":"VLOOKUP('1. Eff Raw Data'!S4832,'CAS#check'!A$2:A$190,1,FALSE)","v":{"$error":"#N/A"}},1]
[null,null,{"$f":"VLOOKUP('1. Eff Raw Data'!S4833,'CAS#check'!A$2:A$190,1,FALSE)","v":{"$error":"#N/A"}},1]
[null,null,{"$f":"VLOOKUP('1. Eff Raw Data'!S4834,'CAS#check'!A$2:A$190,1,FALSE)","v":{"$error":"#N/A"}},1]
[null,null,{"$f":"VLOOKUP('1. Eff Raw Data'!S4835,'CAS#check'!A$2:A$190,1,FALSE)","v":{"$error":"#N/A"}},1]
[null,null,{"$f":"VLOOKUP('1. Eff Raw Data'!S4836,'CAS#check'!A$2:A$190,1,FALSE)","v":{"$error":"#N/A"}},1]
[null,null,{"$f":"VLOOKUP('1. Eff Raw Data'!S4837,'CAS#check'!A$2:A$190,1,FALSE)","v":{"$error":"#N/A"}},1]
[null,null,{"$f":"VLOOKUP('1. Eff Raw Data'!S4838,'CAS#check'!A$2:A$190,1,FALSE)","v":{"$error":"#N/A"}},1]
[null,null,{"$f":"VLOOKUP('1. Eff Raw Data'!S4839,'CAS#check'!A$2:A$190,1,FALSE)","v":{"$error":"#N/A"}},1]
[null,null,{"$f":"VLOOKUP('1. Eff Raw Data'!S4840,'CAS#check'!A$2:A$190,1,FALSE)","v":{"$error":"#N/A"}},1]
[null,null,{"$f":"VLOOKUP('1. Eff Raw Data'!S4841,'CAS#check'!A$2:A$190,1,FALSE)","v":{"$error":"#N/A"}},1]
[null,null,{"$f":"VLOOKUP('1. Eff Raw Data'!S4842,'CAS#check'!A$2:A$190,1,FALSE)","v":{"$error":"#N/A"}},1]
[null,null,{"$f":"VLOOKUP('1. Eff Raw Data'!S4843,'CAS#check'!A$2:A$190,1,FALSE)","v":{"$error":"#N/A"}},1]
[null,null,{"$f":"VLOOKUP('1. Eff Raw Data'!S4844,'CAS#check'!A$2:A$190,1,FALSE)","v":{"$error":"#N/A"}},1]
[null,null,{"$f":"VLOOKUP('1. Eff Raw Data'!S4845,'CAS#check'!A$2:A$190,1,FALSE)","v":{"$error":"#N/A"}},1]
[null,null,{"$f":"VLOOKUP('1. Eff Raw Data'!S4846,'CAS#check'!A$2:A$190,1,FALSE)","v":{"$error":"#N/A"}},1]
[null,null,{"$f":"VLOOKUP('1. Eff Raw Data'!S4847,'CAS#check'!A$2:A$190,1,FALSE)","v":{"$error":"#N/A"}},1]
[null,null,{"$f":"VLOOKUP('1. Eff Raw Data'!S4848,'CAS#check'!A$2:A$190,1,FALSE)","v":{"$error":"#N/A"}},1]
[null,null,{"$f":"VLOOKUP('1. Eff Raw Data'!S4849,'CAS#check'!A$2:A$190,1,FALSE)","v":{"$error":"#N/A"}},1]
[null,null,{"$f":"VLOOKUP('1. Eff Raw Data'!S4850,'CAS#check'!A$2:A$190,1,FALSE)","v":{"$error":"#N/A"}},1]
[null,null,{"$f":"VLOOKUP('1. Eff Raw Data'!S4851,'CAS#check'!A$2:A$190,1,FALSE)","v":{"$error":"#N/A"}},1]
[null,null,{"$f":"VLOOKUP('1. Eff Raw Data'!S4852,'CAS#check'!A$2:A$190,1,FALSE)","v":{"$error":"#N/A"}},1]
[null,null,{"$f":"VLOOKUP('1. Eff Raw Data'!S4853,'CAS#check'!A$2:A$190,1,FALSE)","v":{"$error":"#N/A"}},1]
[null,null,{"$f":"VLOOKUP('1. Eff Raw Data'!S4854,'CAS#check'!A$2:A$190,1,FALSE)","v":{"$error":"#N/A"}},1]
[null,null,{"$f":"VLOOKUP('1. Eff Raw Data'!S4855,'CAS#check'!A$2:A$190,1,FALSE)","v":{"$error":"#N/A"}},1]
[null,null,{"$f":"VLOOKUP('1. Eff Raw Data'!S4856,'CAS#check'!A$2:A$190,1,FALSE)","v":{"$error":"#N/A"}},1]
[null,null,{"$f":"VLOOKUP('1. Eff Raw Data'!S4857,'CAS#check'!A$2:A$190,1,FALSE)","v":{"$error":"#N/A"}},1]
[null,null,{"$f":"VLOOKUP('1. Eff Raw Data'!S4858,'CAS#check'!A$2:A$190,1,FALSE)","v":{"$error":"#N/A"}},1]
[null,null,{"$f":"VLOOKUP('1. Eff Raw Data'!S4859,'CAS#check'!A$2:A$190,1,FALSE)","v":{"$error":"#N/A"}},1]
[null,null,{"$f":"VLOOKUP('1. Eff Raw Data'!S4860,'CAS#check'!A$2:A$190,1,FALSE)","v":{"$error":"#N/A"}},1]
[null,null,{"$f":"VLOOKUP('1. Eff Raw Data'!S4861,'CAS#check'!A$2:A$190,1,FALSE)","v":{"$error":"#N/A"}},{"$f":"IFERROR(_xlfn.IFNA(0*C4861,1),0)","v":1}]
[null,null,{"$f":"VLOOKUP('1. Eff Raw Data'!S4862,'CAS#check'!A$2:A$190,1,FALSE)","v":{"$error":"#N/A"}},1]
[null,null,{"$f":"VLOOKUP('1. Eff Raw Data'!S4863,'CAS#check'!A$2:A$190,1,FALSE)","v":{"$error":"#N/A"}},1]
[null,null,{"$f":"VLOOKUP('1. Eff Raw Data'!S4864,'CAS#check'!A$2:A$190,1,FALSE)","v":{"$error":"#N/A"}},1]
[null,null,{"$f":"VLOOKUP('1. Eff Raw Data'!S4865,'CAS#check'!A$2:A$190,1,FALSE)","v":{"$error":"#N/A"}},1]
[null,null,{"$f":"VLOOKUP('1. Eff Raw Data'!S4866,'CAS#check'!A$2:A$190,1,FALSE)","v":{"$error":"#N/A"}},1]
[null,null,{"$f":"VLOOKUP('1. Eff Raw Data'!S4867,'CAS#check'!A$2:A$190,1,FALSE)","v":{"$error":"#N/A"}},1]
[null,null,{"$f":"VLOOKUP('1. Eff Raw Data'!S4868,'CAS#check'!A$2:A$190,1,FALSE)","v":{"$error":"#N/A"}},1]
[null,null,{"$f":"VLOOKUP('1. Eff Raw Data'!S4869,'CAS#check'!A$2:A$190,1,FALSE)","v":{"$error":"#N/A"}},1]
[null,null,{"$f":"VLOOKUP('1. Eff Raw Data'!S4870,'CAS#check'!A$2:A$190,1,FALSE)","v":{"$error":"#N/A"}},1]
[null,null,{"$f":"VLOOKUP('1. Eff Raw Data'!S4871,'CAS#check'!A$2:A$190,1,FALSE)","v":{"$error":"#N/A"}},1]
[null,null,{"$f":"VLOOKUP('1. Eff Raw Data'!S4872,'CAS#check'!A$2:A$190,1,FALSE)","v":{"$error":"#N/A"}},1]
[null,null,{"$f":"VLOOKUP('1. Eff Raw Data'!S4873,'CAS#check'!A$2:A$190,1,FALSE)","v":{"$error":"#N/A"}},1]
[null,null,{"$f":"VLOOKUP('1. Eff Raw Data'!S4874,'CAS#check'!A$2:A$190,1,FALSE)","v":{"$error":"#N/A"}},1]
[null,null,{"$f":"VLOOKUP('1. Eff Raw Data'!S4875,'CAS#check'!A$2:A$190,1,FALSE)","v":{"$error":"#N/A"}},1]
[null,null,{"$f":"VLOOKUP('1. Eff Raw Data'!S4876,'CAS#check'!A$2:A$190,1,FALSE)","v":{"$error":"#N/A"}},1]
[null,null,{"$f":"VLOOKUP('1. Eff Raw Data'!S4877,'CAS#check'!A$2:A$190,1,FALSE)","v":{"$error":"#N/A"}},1]
[null,null,{"$f":"VLOOKUP('1. Eff Raw Data'!S4878,'CAS#check'!A$2:A$190,1,FALSE)","v":{"$error":"#N/A"}},1]
[null,null,{"$f":"VLOOKUP('1. Eff Raw Data'!S4879,'CAS#check'!A$2:A$190,1,FALSE)","v":{"$error":"#N/A"}},1]
[null,null,{"$f":"VLOOKUP('1. Eff Raw Data'!S4880,'CAS#check'!A$2:A$190,1,FALSE)","v":{"$error":"#N/A"}},1]
[null,null,{"$f":"VLOOKUP('1. Eff Raw Data'!S4881,'CAS#check'!A$2:A$190,1,FALSE)","v":{"$error":"#N/A"}},1]
[null,null,{"$f":"VLOOKUP('1. Eff Raw Data'!S4882,'CAS#check'!A$2:A$190,1,FALSE)","v":{"$error":"#N/A"}},1]
[null,null,{"$f":"VLOOKUP('1. Eff Raw Data'!S4883,'CAS#check'!A$2:A$190,1,FALSE)","v":{"$error":"#N/A"}},1]
[null,null,{"$f":"VLOOKUP('1. Eff Raw Data'!S4884,'CAS#check'!A$2:A$190,1,FALSE)","v":{"$error":"#N/A"}},1]
[null,null,{"$f":"VLOOKUP('1. Eff Raw Data'!S4885,'CAS#check'!A$2:A$190,1,FALSE)","v":{"$error":"#N/A"}},1]
[null,null,{"$f":"VLOOKUP('1. Eff Raw Data'!S4886,'CAS#check'!A$2:A$190,1,FALSE)","v":{"$error":"#N/A"}},1]
[null,null,{"$f":"VLOOKUP('1. Eff Raw Data'!S4887,'CAS#check'!A$2:A$190,1,FALSE)","v":{"$error":"#N/A"}},1]
[null,null,{"$f":"VLOOKUP('1. Eff Raw Data'!S4888,'CAS#check'!A$2:A$190,1,FALSE)","v":{"$error":"#N/A"}},1]
[null,null,{"$f":"VLOOKUP('1. Eff Raw Data'!S4889,'CAS#check'!A$2:A$190,1,FALSE)","v":{"$error":"#N/A"}},1]
[null,null,{"$f":"VLOOKUP('1. Eff Raw Data'!S4890,'CAS#check'!A$2:A$190,1,FALSE)","v":{"$error":"#N/A"}},1]
[null,null,{"$f":"VLOOKUP('1. Eff Raw Data'!S4891,'CAS#check'!A$2:A$190,1,FALSE)","v":{"$error":"#N/A"}},1]
[null,null,{"$f":"VLOOKUP('1. Eff Raw Data'!S4892,'CAS#check'!A$2:A$190,1,FALSE)","v":{"$error":"#N/A"}},1]
[null,null,{"$f":"VLOOKUP('1. Eff Raw Data'!S4893,'CAS#check'!A$2:A$190,1,FALSE)","v":{"$error":"#N/A"}},1]
[null,null,{"$f":"VLOOKUP('1. Eff Raw Data'!S4894,'CAS#check'!A$2:A$190,1,FALSE)","v":{"$error":"#N/A"}},1]
[null,null,{"$f":"VLOOKUP('1. Eff Raw Data'!S4895,'CAS#check'!A$2:A$190,1,FALSE)","v":{"$error":"#N/A"}},1]
[null,null,{"$f":"VLOOKUP('1. Eff Raw Data'!S4896,'CAS#check'!A$2:A$190,1,FALSE)","v":{"$error":"#N/A"}},1]
[null,null,{"$f":"VLOOKUP('1. Eff Raw Data'!S4897,'CAS#check'!A$2:A$190,1,FALSE)","v":{"$error":"#N/A"}},1]
[null,null,{"$f":"VLOOKUP('1. Eff Raw Data'!S4898,'CAS#check'!A$2:A$190,1,FALSE)","v":{"$error":"#N/A"}},1]
[null,null,{"$f":"VLOOKUP('1. Eff Raw Data'!S4899,'CAS#check'!A$2:A$190,1,FALSE)","v":{"$error":"#N/A"}},1]
[null,null,{"$f":"VLOOKUP('1. Eff Raw Data'!S4900,'CAS#check'!A$2:A$190,1,FALSE)","v":{"$error":"#N/A"}},1]
[null,null,{"$f":"VLOOKUP('1. Eff Raw Data'!S4901,'CAS#check'!A$2:A$190,1,FALSE)","v":{"$error":"#N/A"}},1]
[null,null,{"$f":"VLOOKUP('1. Eff Raw Data'!S4902,'CAS#check'!A$2:A$190,1,FALSE)","v":{"$error":"#N/A"}},1]
[null,null,{"$f":"VLOOKUP('1. Eff Raw Data'!S4903,'CAS#check'!A$2:A$190,1,FALSE)","v":{"$error":"#N/A"}},1]
[null,null,{"$f":"VLOOKUP('1. Eff Raw Data'!S4904,'CAS#check'!A$2:A$190,1,FALSE)","v":{"$error":"#N/A"}},1]
[null,null,{"$f":"VLOOKUP('1. Eff Raw Data'!S4905,'CAS#check'!A$2:A$190,1,FALSE)","v":{"$error":"#N/A"}},1]
[null,null,{"$f":"VLOOKUP('1. Eff Raw Data'!S4906,'CAS#check'!A$2:A$190,1,FALSE)","v":{"$error":"#N/A"}},1]
[null,null,{"$f":"VLOOKUP('1. Eff Raw Data'!S4907,'CAS#check'!A$2:A$190,1,FALSE)","v":{"$error":"#N/A"}},1]
[null,null,{"$f":"VLOOKUP('1. Eff Raw Data'!S4908,'CAS#check'!A$2:A$190,1,FALSE)","v":{"$error":"#N/A"}},1]
[null,null,{"$f":"VLOOKUP('1. Eff Raw Data'!S4909,'CAS#check'!A$2:A$190,1,FALSE)","v":{"$error":"#N/A"}},1]
[null,null,{"$f":"VLOOKUP('1. Eff Raw Data'!S4910,'CAS#check'!A$2:A$190,1,FALSE)","v":{"$error":"#N/A"}},1]
[null,null,{"$f":"VLOOKUP('1. Eff Raw Data'!S4911,'CAS#check'!A$2:A$190,1,FALSE)","v":{"$error":"#N/A"}},1]
[null,null,{"$f":"VLOOKUP('1. Eff Raw Data'!S4912,'CAS#check'!A$2:A$190,1,FALSE)","v":{"$error":"#N/A"}},1]
[null,null,{"$f":"VLOOKUP('1. Eff Raw Data'!S4913,'CAS#check'!A$2:A$190,1,FALSE)","v":{"$error":"#N/A"}},1]
[null,null,{"$f":"VLOOKUP('1. Eff Raw Data'!S4914,'CAS#check'!A$2:A$190,1,FALSE)","v":{"$error":"#N/A"}},1]
[null,null,{"$f":"VLOOKUP('1. Eff Raw Data'!S4915,'CAS#check'!A$2:A$190,1,FALSE)","v":{"$error":"#N/A"}},1]
[null,null,{"$f":"VLOOKUP('1. Eff Raw Data'!S4916,'CAS#check'!A$2:A$190,1,FALSE)","v":{"$error":"#N/A"}},1]
[null,null,{"$f":"VLOOKUP('1. Eff Raw Data'!S4917,'CAS#check'!A$2:A$190,1,FALSE)","v":{"$error":"#N/A"}},1]
[null,null,{"$f":"VLOOKUP('1. Eff Raw Data'!S4918,'CAS#check'!A$2:A$190,1,FALSE)","v":{"$error":"#N/A"}},1]
[null,null,{"$f":"VLOOKUP('1. Eff Raw Data'!S4919,'CAS#check'!A$2:A$190,1,FALSE)","v":{"$error":"#N/A"}},1]
[null,null,{"$f":"VLOOKUP('1. Eff Raw Data'!S4920,'CAS#check'!A$2:A$190,1,FALSE)","v":{"$error":"#N/A"}},1]
[null,null,{"$f":"VLOOKUP('1. Eff Raw Data'!S4921,'CAS#check'!A$2:A$190,1,FALSE)","v":{"$error":"#N/A"}},1]
[null,null,{"$f":"VLOOKUP('1. Eff Raw Data'!S4922,'CAS#check'!A$2:A$190,1,FALSE)","v":{"$error":"#N/A"}},1]
[null,null,{"$f":"VLOOKUP('1. Eff Raw Data'!S4923,'CAS#check'!A$2:A$190,1,FALSE)","v":{"$error":"#N/A"}},1]
[null,null,{"$f":"VLOOKUP('1. Eff Raw Data'!S4924,'CAS#check'!A$2:A$190,1,FALSE)","v":{"$error":"#N/A"}},1]
[null,null,{"$f":"VLOOKUP('1. Eff Raw Data'!S4925,'CAS#check'!A$2:A$190,1,FALSE)","v":{"$error":"#N/A"}},{"$f":"IFERROR(_xlfn.IFNA(0*C4925,1),0)","v":1}]
[null,null,{"$f":"VLOOKUP('1. Eff Raw Data'!S4926,'CAS#check'!A$2:A$190,1,FALSE)","v":{"$error":"#N/A"}},1]
[null,null,{"$f":"VLOOKUP('1. Eff Raw Data'!S4927,'CAS#check'!A$2:A$190,1,FALSE)","v":{"$error":"#N/A"}},1]
[null,null,{"$f":"VLOOKUP('1. Eff Raw Data'!S4928,'CAS#check'!A$2:A$190,1,FALSE)","v":{"$error":"#N/A"}},1]
[null,null,{"$f":"VLOOKUP('1. Eff Raw Data'!S4929,'CAS#check'!A$2:A$190,1,FALSE)","v":{"$error":"#N/A"}},1]
[null,null,{"$f":"VLOOKUP('1. Eff Raw Data'!S4930,'CAS#check'!A$2:A$190,1,FALSE)","v":{"$error":"#N/A"}},1]
[null,null,{"$f":"VLOOKUP('1. Eff Raw Data'!S4931,'CAS#check'!A$2:A$190,1,FALSE)","v":{"$error":"#N/A"}},1]
[null,null,{"$f":"VLOOKUP('1. Eff Raw Data'!S4932,'CAS#check'!A$2:A$190,1,FALSE)","v":{"$error":"#N/A"}},1]
[null,null,{"$f":"VLOOKUP('1. Eff Raw Data'!S4933,'CAS#check'!A$2:A$190,1,FALSE)","v":{"$error":"#N/A"}},1]
[null,null,{"$f":"VLOOKUP('1. Eff Raw Data'!S4934,'CAS#check'!A$2:A$190,1,FALSE)","v":{"$error":"#N/A"}},1]
[null,null,{"$f":"VLOOKUP('1. Eff Raw Data'!S4935,'CAS#check'!A$2:A$190,1,FALSE)","v":{"$error":"#N/A"}},1]
[null,null,{"$f":"VLOOKUP('1. Eff Raw Data'!S4936,'CAS#check'!A$2:A$190,1,FALSE)","v":{"$error":"#N/A"}},1]
[null,null,{"$f":"VLOOKUP('1. Eff Raw Data'!S4937,'CAS#check'!A$2:A$190,1,FALSE)","v":{"$error":"#N/A"}},1]
[null,null,{"$f":"VLOOKUP('1. Eff Raw Data'!S4938,'CAS#check'!A$2:A$190,1,FALSE)","v":{"$error":"#N/A"}},1]
[null,null,{"$f":"VLOOKUP('1. Eff Raw Data'!S4939,'CAS#check'!A$2:A$190,1,FALSE)","v":{"$error":"#N/A"}},1]
[null,null,{"$f":"VLOOKUP('1. Eff Raw Data'!S4940,'CAS#check'!A$2:A$190,1,FALSE)","v":{"$error":"#N/A"}},1]
[null,null,{"$f":"VLOOKUP('1. Eff Raw Data'!S4941,'CAS#check'!A$2:A$190,1,FALSE)","v":{"$error":"#N/A"}},1]
[null,null,{"$f":"VLOOKUP('1. Eff Raw Data'!S4942,'CAS#check'!A$2:A$190,1,FALSE)","v":{"$error":"#N/A"}},1]
[null,null,{"$f":"VLOOKUP('1. Eff Raw Data'!S4943,'CAS#check'!A$2:A$190,1,FALSE)","v":{"$error":"#N/A"}},1]
[null,null,{"$f":"VLOOKUP('1. Eff Raw Data'!S4944,'CAS#check'!A$2:A$190,1,FALSE)","v":{"$error":"#N/A"}},1]
[null,null,{"$f":"VLOOKUP('1. Eff Raw Data'!S4945,'CAS#check'!A$2:A$190,1,FALSE)","v":{"$error":"#N/A"}},1]
[null,null,{"$f":"VLOOKUP('1. Eff Raw Data'!S4946,'CAS#check'!A$2:A$190,1,FALSE)","v":{"$error":"#N/A"}},1]
[null,null,{"$f":"VLOOKUP('1. Eff Raw Data'!S4947,'CAS#check'!A$2:A$190,1,FALSE)","v":{"$error":"#N/A"}},1]
[null,null,{"$f":"VLOOKUP('1. Eff Raw Data'!S4948,'CAS#check'!A$2:A$190,1,FALSE)","v":{"$error":"#N/A"}},1]
[null,null,{"$f":"VLOOKUP('1. Eff Raw Data'!S4949,'CAS#check'!A$2:A$190,1,FALSE)","v":{"$error":"#N/A"}},1]
[null,null,{"$f":"VLOOKUP('1. Eff Raw Data'!S4950,'CAS#check'!A$2:A$190,1,FALSE)","v":{"$error":"#N/A"}},1]
[null,null,{"$f":"VLOOKUP('1. Eff Raw Data'!S4951,'CAS#check'!A$2:A$190,1,FALSE)","v":{"$error":"#N/A"}},1]
[null,null,{"$f":"VLOOKUP('1. Eff Raw Data'!S4952,'CAS#check'!A$2:A$190,1,FALSE)","v":{"$error":"#N/A"}},1]
[null,null,{"$f":"VLOOKUP('1. Eff Raw Data'!S4953,'CAS#check'!A$2:A$190,1,FALSE)","v":{"$error":"#N/A"}},1]
[null,null,{"$f":"VLOOKUP('1. Eff Raw Data'!S4954,'CAS#check'!A$2:A$190,1,FALSE)","v":{"$error":"#N/A"}},1]
[null,null,{"$f":"VLOOKUP('1. Eff Raw Data'!S4955,'CAS#check'!A$2:A$190,1,FALSE)","v":{"$error":"#N/A"}},1]
[null,null,{"$f":"VLOOKUP('1. Eff Raw Data'!S4956,'CAS#check'!A$2:A$190,1,FALSE)","v":{"$error":"#N/A"}},1]
[null,null,{"$f":"VLOOKUP('1. Eff Raw Data'!S4957,'CAS#check'!A$2:A$190,1,FALSE)","v":{"$error":"#N/A"}},1]
[null,null,{"$f":"VLOOKUP('1. Eff Raw Data'!S4958,'CAS#check'!A$2:A$190,1,FALSE)","v":{"$error":"#N/A"}},1]
[null,null,{"$f":"VLOOKUP('1. Eff Raw Data'!S4959,'CAS#check'!A$2:A$190,1,FALSE)","v":{"$error":"#N/A"}},1]
[null,null,{"$f":"VLOOKUP('1. Eff Raw Data'!S4960,'CAS#check'!A$2:A$190,1,FALSE)","v":{"$error":"#N/A"}},1]
[null,null,{"$f":"VLOOKUP('1. Eff Raw Data'!S4961,'CAS#check'!A$2:A$190,1,FALSE)","v":{"$error":"#N/A"}},1]
[null,null,{"$f":"VLOOKUP('1. Eff Raw Data'!S4962,'CAS#check'!A$2:A$190,1,FALSE)","v":{"$error":"#N/A"}},1]
[null,null,{"$f":"VLOOKUP('1. Eff Raw Data'!S4963,'CAS#check'!A$2:A$190,1,FALSE)","v":{"$error":"#N/A"}},1]
[null,null,{"$f":"VLOOKUP('1. Eff Raw Data'!S4964,'CAS#check'!A$2:A$190,1,FALSE)","v":{"$error":"#N/A"}},1]
[null,null,{"$f":"VLOOKUP('1. Eff Raw Data'!S4965,'CAS#check'!A$2:A$190,1,FALSE)","v":{"$error":"#N/A"}},1]
[null,null,{"$f":"VLOOKUP('1. Eff Raw Data'!S4966,'CAS#check'!A$2:A$190,1,FALSE)","v":{"$error":"#N/A"}},1]
[null,null,{"$f":"VLOOKUP('1. Eff Raw Data'!S4967,'CAS#check'!A$2:A$190,1,FALSE)","v":{"$error":"#N/A"}},1]
[null,null,{"$f":"VLOOKUP('1. Eff Raw Data'!S4968,'CAS#check'!A$2:A$190,1,FALSE)","v":{"$error":"#N/A"}},1]
[null,null,{"$f":"VLOOKUP('1. Eff Raw Data'!S4969,'CAS#check'!A$2:A$190,1,FALSE)","v":{"$error":"#N/A"}},1]
[null,null,{"$f":"VLOOKUP('1. Eff Raw Data'!S4970,'CAS#check'!A$2:A$190,1,FALSE)","v":{"$error":"#N/A"}},1]
[null,null,{"$f":"VLOOKUP('1. Eff Raw Data'!S4971,'CAS#check'!A$2:A$190,1,FALSE)","v":{"$error":"#N/A"}},1]
[null,null,{"$f":"VLOOKUP('1. Eff Raw Data'!S4972,'CAS#check'!A$2:A$190,1,FALSE)","v":{"$error":"#N/A"}},1]
[null,null,{"$f":"VLOOKUP('1. Eff Raw Data'!S4973,'CAS#check'!A$2:A$190,1,FALSE)","v":{"$error":"#N/A"}},1]
[null,null,{"$f":"VLOOKUP('1. Eff Raw Data'!S4974,'CAS#check'!A$2:A$190,1,FALSE)","v":{"$error":"#N/A"}},1]
[null,null,{"$f":"VLOOKUP('1. Eff Raw Data'!S4975,'CAS#check'!A$2:A$190,1,FALSE)","v":{"$error":"#N/A"}},1]
[null,null,{"$f":"VLOOKUP('1. Eff Raw Data'!S4976,'CAS#check'!A$2:A$190,1,FALSE)","v":{"$error":"#N/A"}},1]
[null,null,{"$f":"VLOOKUP('1. Eff Raw Data'!S4977,'CAS#check'!A$2:A$190,1,FALSE)","v":{"$error":"#N/A"}},1]
[null,null,{"$f":"VLOOKUP('1. Eff Raw Data'!S4978,'CAS#check'!A$2:A$190,1,FALSE)","v":{"$error":"#N/A"}},1]
[null,null,{"$f":"VLOOKUP('1. Eff Raw Data'!S4979,'CAS#check'!A$2:A$190,1,FALSE)","v":{"$error":"#N/A"}},1]
[null,null,{"$f":"VLOOKUP('1. Eff Raw Data'!S4980,'CAS#check'!A$2:A$190,1,FALSE)","v":{"$error":"#N/A"}},1]
[null,null,{"$f":"VLOOKUP('1. Eff Raw Data'!S4981,'CAS#check'!A$2:A$190,1,FALSE)","v":{"$error":"#N/A"}},1]
[null,null,{"$f":"VLOOKUP('1. Eff Raw Data'!S4982,'CAS#check'!A$2:A$190,1,FALSE)","v":{"$error":"#N/A"}},1]
[null,null,{"$f":"VLOOKUP('1. Eff Raw Data'!S4983,'CAS#check'!A$2:A$190,1,FALSE)","v":{"$error":"#N/A"}},1]
[null,null,{"$f":"VLOOKUP('1. Eff Raw Data'!S4984,'CAS#check'!A$2:A$190,1,FALSE)","v":{"$error":"#N/A"}},1]
[null,null,{"$f":"VLOOKUP('1. Eff Raw Data'!S4985,'CAS#check'!A$2:A$190,1,FALSE)","v":{"$error":"#N/A"}},1]
[null,null,{"$f":"VLOOKUP('1. Eff Raw Data'!S4986,'CAS#check'!A$2:A$190,1,FALSE)","v":{"$error":"#N/A"}},1]
[null,null,{"$f":"VLOOKUP('1. Eff Raw Data'!S4987,'CAS#check'!A$2:A$190,1,FALSE)","v":{"$error":"#N/A"}},1]
[null,null,{"$f":"VLOOKUP('1. Eff Raw Data'!S4988,'CAS#check'!A$2:A$190,1,FALSE)","v":{"$error":"#N/A"}},1]
[null,null,{"$f":"VLOOKUP('1. Eff Raw Data'!S4989,'CAS#check'!A$2:A$190,1,FALSE)","v":{"$error":"#N/A"}},{"$f":"IFERROR(_xlfn.IFNA(0*C4989,1),0)","v":1}]
[null,null,{"$f":"VLOOKUP('1. Eff Raw Data'!S4990,'CAS#check'!A$2:A$190,1,FALSE)","v":{"$error":"#N/A"}},1]
[null,null,{"$f":"VLOOKUP('1. Eff Raw Data'!S4991,'CAS#check'!A$2:A$190,1,FALSE)","v":{"$error":"#N/A"}},1]
[null,null,{"$f":"VLOOKUP('1. Eff Raw Data'!S4992,'CAS#check'!A$2:A$190,1,FALSE)","v":{"$error":"#N/A"}},1]
[null,null,{"$f":"VLOOKUP('1. Eff Raw Data'!S4993,'CAS#check'!A$2:A$190,1,FALSE)","v":{"$error":"#N/A"}},1]
[null,null,{"$f":"VLOOKUP('1. Eff Raw Data'!S4994,'CAS#check'!A$2:A$190,1,FALSE)","v":{"$error":"#N/A"}},1]
[null,null,{"$f":"VLOOKUP('1. Eff Raw Data'!S4995,'CAS#check'!A$2:A$190,1,FALSE)","v":{"$error":"#N/A"}},1]
[null,null,{"$f":"VLOOKUP('1. Eff Raw Data'!S4996,'CAS#check'!A$2:A$190,1,FALSE)","v":{"$error":"#N/A"}},1]
[null,null,{"$f":"VLOOKUP('1. Eff Raw Data'!S4997,'CAS#check'!A$2:A$190,1,FALSE)","v":{"$error":"#N/A"}},1]
[null,null,{"$f":"VLOOKUP('1. Eff Raw Data'!S4998,'CAS#check'!A$2:A$190,1,FALSE)","v":{"$error":"#N/A"}},1]
[null,null,{"$f":"VLOOKUP('1. Eff Raw Data'!S4999,'CAS#check'!A$2:A$190,1,FALSE)","v":{"$error":"#N/A"}},1]
[null,null,{"$f":"VLOOKUP('1. Eff Raw Data'!S5000,'CAS#check'!A$2:A$190,1,FALSE)","v":{"$error":"#N/A"}},1]
[null,null,{"$f":"VLOOKUP('1. Eff Raw Data'!S5001,'CAS#check'!A$2:A$190,1,FALSE)","v":{"$error":"#N/A"}},1]
[null,null,{"$f":"VLOOKUP('1. Eff Raw Data'!S5002,'CAS#check'!A$2:A$190,1,FALSE)","v":{"$error":"#N/A"}},1]
[null,null,{"$f":"VLOOKUP('1. Eff Raw Data'!S5003,'CAS#check'!A$2:A$190,1,FALSE)","v":{"$error":"#N/A"}},1]
[null,null,{"$f":"VLOOKUP('1. Eff Raw Data'!S5004,'CAS#check'!A$2:A$190,1,FALSE)","v":{"$error":"#N/A"}},1]
[null,null,{"$f":"VLOOKUP('1. Eff Raw Data'!S5005,'CAS#check'!A$2:A$190,1,FALSE)","v":{"$error":"#N/A"}},1]
[null,null,{"$f":"VLOOKUP('1. Eff Raw Data'!S5006,'CAS#check'!A$2:A$190,1,FALSE)","v":{"$error":"#N/A"}},1]
[null,null,{"$f":"VLOOKUP('1. Eff Raw Data'!S5007,'CAS#check'!A$2:A$190,1,FALSE)","v":{"$error":"#N/A"}},1]
[null,null,{"$f":"VLOOKUP('1. Eff Raw Data'!S5008,'CAS#check'!A$2:A$190,1,FALSE)","v":{"$error":"#N/A"}},1]
[null,null,{"$f":"VLOOKUP('1. Eff Raw Data'!S5009,'CAS#check'!A$2:A$190,1,FALSE)","v":{"$error":"#N/A"}},1]
[null,null,{"$f":"VLOOKUP('1. Eff Raw Data'!S5010,'CAS#check'!A$2:A$190,1,FALSE)","v":{"$error":"#N/A"}},1]
[null,null,{"$f":"VLOOKUP('1. Eff Raw Data'!S5011,'CAS#check'!A$2:A$190,1,FALSE)","v":{"$error":"#N/A"}},1]
[null,null,{"$f":"VLOOKUP('1. Eff Raw Data'!S5012,'CAS#check'!A$2:A$190,1,FALSE)","v":{"$error":"#N/A"}},1]
[null,null,{"$f":"VLOOKUP('1. Eff Raw Data'!S5013,'CAS#check'!A$2:A$190,1,FALSE)","v":{"$error":"#N/A"}},1]
[null,null,{"$f":"VLOOKUP('1. Eff Raw Data'!S5014,'CAS#check'!A$2:A$190,1,FALSE)","v":{"$error":"#N/A"}},1]
[null,null,{"$f":"VLOOKUP('1. Eff Raw Data'!S5015,'CAS#check'!A$2:A$190,1,FALSE)","v":{"$error":"#N/A"}},1]
[null,null,{"$f":"VLOOKUP('1. Eff Raw Data'!S5016,'CAS#check'!A$2:A$190,1,FALSE)","v":{"$error":"#N/A"}},1]
[null,null,{"$f":"VLOOKUP('1. Eff Raw Data'!S5017,'CAS#check'!A$2:A$190,1,FALSE)","v":{"$error":"#N/A"}},1]
[null,null,{"$f":"VLOOKUP('1. Eff Raw Data'!S5018,'CAS#check'!A$2:A$190,1,FALSE)","v":{"$error":"#N/A"}},1]
[null,null,{"$f":"VLOOKUP('1. Eff Raw Data'!S5019,'CAS#check'!A$2:A$190,1,FALSE)","v":{"$error":"#N/A"}},1]
[null,null,{"$f":"VLOOKUP('1. Eff Raw Data'!S5020,'CAS#check'!A$2:A$190,1,FALSE)","v":{"$error":"#N/A"}},1]
[null,null,{"$f":"VLOOKUP('1. Eff Raw Data'!S5021,'CAS#check'!A$2:A$190,1,FALSE)","v":{"$error":"#N/A"}},1]
[null,null,{"$f":"VLOOKUP('1. Eff Raw Data'!S5022,'CAS#check'!A$2:A$190,1,FALSE)","v":{"$error":"#N/A"}},1]
[null,null,{"$f":"VLOOKUP('1. Eff Raw Data'!S5023,'CAS#check'!A$2:A$190,1,FALSE)","v":{"$error":"#N/A"}},1]
[null,null,{"$f":"VLOOKUP('1. Eff Raw Data'!S5024,'CAS#check'!A$2:A$190,1,FALSE)","v":{"$error":"#N/A"}},1]
[null,null,{"$f":"VLOOKUP('1. Eff Raw Data'!S5025,'CAS#check'!A$2:A$190,1,FALSE)","v":{"$error":"#N/A"}},1]
[null,null,{"$f":"VLOOKUP('1. Eff Raw Data'!S5026,'CAS#check'!A$2:A$190,1,FALSE)","v":{"$error":"#N/A"}},1]
[null,null,{"$f":"VLOOKUP('1. Eff Raw Data'!S5027,'CAS#check'!A$2:A$190,1,FALSE)","v":{"$error":"#N/A"}},1]
[null,null,{"$f":"VLOOKUP('1. Eff Raw Data'!S5028,'CAS#check'!A$2:A$190,1,FALSE)","v":{"$error":"#N/A"}},1]
[null,null,{"$f":"VLOOKUP('1. Eff Raw Data'!S5029,'CAS#check'!A$2:A$190,1,FALSE)","v":{"$error":"#N/A"}},1]
[null,null,{"$f":"VLOOKUP('1. Eff Raw Data'!S5030,'CAS#check'!A$2:A$190,1,FALSE)","v":{"$error":"#N/A"}},1]
[null,null,{"$f":"VLOOKUP('1. Eff Raw Data'!S5031,'CAS#check'!A$2:A$190,1,FALSE)","v":{"$error":"#N/A"}},1]
[null,null,{"$f":"VLOOKUP('1. Eff Raw Data'!S5032,'CAS#check'!A$2:A$190,1,FALSE)","v":{"$error":"#N/A"}},1]
[null,null,{"$f":"VLOOKUP('1. Eff Raw Data'!S5033,'CAS#check'!A$2:A$190,1,FALSE)","v":{"$error":"#N/A"}},1]
[null,null,{"$f":"VLOOKUP('1. Eff Raw Data'!S5034,'CAS#check'!A$2:A$190,1,FALSE)","v":{"$error":"#N/A"}},1]
[null,null,{"$f":"VLOOKUP('1. Eff Raw Data'!S5035,'CAS#check'!A$2:A$190,1,FALSE)","v":{"$error":"#N/A"}},1]
[null,null,{"$f":"VLOOKUP('1. Eff Raw Data'!S5036,'CAS#check'!A$2:A$190,1,FALSE)","v":{"$error":"#N/A"}},1]
[null,null,{"$f":"VLOOKUP('1. Eff Raw Data'!S5037,'CAS#check'!A$2:A$190,1,FALSE)","v":{"$error":"#N/A"}},1]
[null,null,{"$f":"VLOOKUP('1. Eff Raw Data'!S5038,'CAS#check'!A$2:A$190,1,FALSE)","v":{"$error":"#N/A"}},1]
[null,null,{"$f":"VLOOKUP('1. Eff Raw Data'!S5039,'CAS#check'!A$2:A$190,1,FALSE)","v":{"$error":"#N/A"}},1]
[null,null,{"$f":"VLOOKUP('1. Eff Raw Data'!S5040,'CAS#check'!A$2:A$190,1,FALSE)","v":{"$error":"#N/A"}},1]
[null,null,{"$f":"VLOOKUP('1. Eff Raw Data'!S5041,'CAS#check'!A$2:A$190,1,FALSE)","v":{"$error":"#N/A"}},1]
[null,null,{"$f":"VLOOKUP('1. Eff Raw Data'!S5042,'CAS#check'!A$2:A$190,1,FALSE)","v":{"$error":"#N/A"}},1]
[null,null,{"$f":"VLOOKUP('1. Eff Raw Data'!S5043,'CAS#check'!A$2:A$190,1,FALSE)","v":{"$error":"#N/A"}},1]
[null,null,{"$f":"VLOOKUP('1. Eff Raw Data'!S5044,'CAS#check'!A$2:A$190,1,FALSE)","v":{"$error":"#N/A"}},1]
[null,null,{"$f":"VLOOKUP('1. Eff Raw Data'!S5045,'CAS#check'!A$2:A$190,1,FALSE)","v":{"$error":"#N/A"}},1]
[null,null,{"$f":"VLOOKUP('1. Eff Raw Data'!S5046,'CAS#check'!A$2:A$190,1,FALSE)","v":{"$error":"#N/A"}},1]
[null,null,{"$f":"VLOOKUP('1. Eff Raw Data'!S5047,'CAS#check'!A$2:A$190,1,FALSE)","v":{"$error":"#N/A"}},1]
[null,null,{"$f":"VLOOKUP('1. Eff Raw Data'!S5048,'CAS#check'!A$2:A$190,1,FALSE)","v":{"$error":"#N/A"}},1]
[null,null,{"$f":"VLOOKUP('1. Eff Raw Data'!S5049,'CAS#check'!A$2:A$190,1,FALSE)","v":{"$error":"#N/A"}},1]
[null,null,{"$f":"VLOOKUP('1. Eff Raw Data'!S5050,'CAS#check'!A$2:A$190,1,FALSE)","v":{"$error":"#N/A"}},1]
[null,null,{"$f":"VLOOKUP('1. Eff Raw Data'!S5051,'CAS#check'!A$2:A$190,1,FALSE)","v":{"$error":"#N/A"}},1]
[null,null,{"$f":"VLOOKUP('1. Eff Raw Data'!S5052,'CAS#check'!A$2:A$190,1,FALSE)","v":{"$error":"#N/A"}},1]
[null,null,{"$f":"VLOOKUP('1. Eff Raw Data'!S5053,'CAS#check'!A$2:A$190,1,FALSE)","v":{"$error":"#N/A"}},{"$f":"IFERROR(_xlfn.IFNA(0*C5053,1),0)","v":1}]
[null,null,{"$f":"VLOOKUP('1. Eff Raw Data'!S5054,'CAS#check'!A$2:A$190,1,FALSE)","v":{"$error":"#N/A"}},1]
[null,null,{"$f":"VLOOKUP('1. Eff Raw Data'!S5055,'CAS#check'!A$2:A$190,1,FALSE)","v":{"$error":"#N/A"}},1]
[null,null,{"$f":"VLOOKUP('1. Eff Raw Data'!S5056,'CAS#check'!A$2:A$190,1,FALSE)","v":{"$error":"#N/A"}},1]
[null,null,{"$f":"VLOOKUP('1. Eff Raw Data'!S5057,'CAS#check'!A$2:A$190,1,FALSE)","v":{"$error":"#N/A"}},1]
[null,null,{"$f":"VLOOKUP('1. Eff Raw Data'!S5058,'CAS#check'!A$2:A$190,1,FALSE)","v":{"$error":"#N/A"}},1]
[null,null,{"$f":"VLOOKUP('1. Eff Raw Data'!S5059,'CAS#check'!A$2:A$190,1,FALSE)","v":{"$error":"#N/A"}},1]
[null,null,{"$f":"VLOOKUP('1. Eff Raw Data'!S5060,'CAS#check'!A$2:A$190,1,FALSE)","v":{"$error":"#N/A"}},1]
[null,null,{"$f":"VLOOKUP('1. Eff Raw Data'!S5061,'CAS#check'!A$2:A$190,1,FALSE)","v":{"$error":"#N/A"}},1]
[null,null,{"$f":"VLOOKUP('1. Eff Raw Data'!S5062,'CAS#check'!A$2:A$190,1,FALSE)","v":{"$error":"#N/A"}},1]
[null,null,{"$f":"VLOOKUP('1. Eff Raw Data'!S5063,'CAS#check'!A$2:A$190,1,FALSE)","v":{"$error":"#N/A"}},1]
[null,null,{"$f":"VLOOKUP('1. Eff Raw Data'!S5064,'CAS#check'!A$2:A$190,1,FALSE)","v":{"$error":"#N/A"}},1]
[null,null,{"$f":"VLOOKUP('1. Eff Raw Data'!S5065,'CAS#check'!A$2:A$190,1,FALSE)","v":{"$error":"#N/A"}},1]
[null,null,{"$f":"VLOOKUP('1. Eff Raw Data'!S5066,'CAS#check'!A$2:A$190,1,FALSE)","v":{"$error":"#N/A"}},1]
[null,null,{"$f":"VLOOKUP('1. Eff Raw Data'!S5067,'CAS#check'!A$2:A$190,1,FALSE)","v":{"$error":"#N/A"}},1]
[null,null,{"$f":"VLOOKUP('1. Eff Raw Data'!S5068,'CAS#check'!A$2:A$190,1,FALSE)","v":{"$error":"#N/A"}},1]
[null,null,{"$f":"VLOOKUP('1. Eff Raw Data'!S5069,'CAS#check'!A$2:A$190,1,FALSE)","v":{"$error":"#N/A"}},1]
[null,null,{"$f":"VLOOKUP('1. Eff Raw Data'!S5070,'CAS#check'!A$2:A$190,1,FALSE)","v":{"$error":"#N/A"}},1]
[null,null,{"$f":"VLOOKUP('1. Eff Raw Data'!S5071,'CAS#check'!A$2:A$190,1,FALSE)","v":{"$error":"#N/A"}},1]
[null,null,{"$f":"VLOOKUP('1. Eff Raw Data'!S5072,'CAS#check'!A$2:A$190,1,FALSE)","v":{"$error":"#N/A"}},1]
[null,null,{"$f":"VLOOKUP('1. Eff Raw Data'!S5073,'CAS#check'!A$2:A$190,1,FALSE)","v":{"$error":"#N/A"}},1]
[null,null,{"$f":"VLOOKUP('1. Eff Raw Data'!S5074,'CAS#check'!A$2:A$190,1,FALSE)","v":{"$error":"#N/A"}},1]
[null,null,{"$f":"VLOOKUP('1. Eff Raw Data'!S5075,'CAS#check'!A$2:A$190,1,FALSE)","v":{"$error":"#N/A"}},1]
[null,null,{"$f":"VLOOKUP('1. Eff Raw Data'!S5076,'CAS#check'!A$2:A$190,1,FALSE)","v":{"$error":"#N/A"}},1]
[null,null,{"$f":"VLOOKUP('1. Eff Raw Data'!S5077,'CAS#check'!A$2:A$190,1,FALSE)","v":{"$error":"#N/A"}},1]
[null,null,{"$f":"VLOOKUP('1. Eff Raw Data'!S5078,'CAS#check'!A$2:A$190,1,FALSE)","v":{"$error":"#N/A"}},1]
[null,null,{"$f":"VLOOKUP('1. Eff Raw Data'!S5079,'CAS#check'!A$2:A$190,1,FALSE)","v":{"$error":"#N/A"}},1]
[null,null,{"$f":"VLOOKUP('1. Eff Raw Data'!S5080,'CAS#check'!A$2:A$190,1,FALSE)","v":{"$error":"#N/A"}},1]
[null,null,{"$f":"VLOOKUP('1. Eff Raw Data'!S5081,'CAS#check'!A$2:A$190,1,FALSE)","v":{"$error":"#N/A"}},1]
[null,null,{"$f":"VLOOKUP('1. Eff Raw Data'!S5082,'CAS#check'!A$2:A$190,1,FALSE)","v":{"$error":"#N/A"}},1]
[null,null,{"$f":"VLOOKUP('1. Eff Raw Data'!S5083,'CAS#check'!A$2:A$190,1,FALSE)","v":{"$error":"#N/A"}},1]
[null,null,{"$f":"VLOOKUP('1. Eff Raw Data'!S5084,'CAS#check'!A$2:A$190,1,FALSE)","v":{"$error":"#N/A"}},1]
[null,null,{"$f":"VLOOKUP('1. Eff Raw Data'!S5085,'CAS#check'!A$2:A$190,1,FALSE)","v":{"$error":"#N/A"}},1]
[null,null,{"$f":"VLOOKUP('1. Eff Raw Data'!S5086,'CAS#check'!A$2:A$190,1,FALSE)","v":{"$error":"#N/A"}},1]
[null,null,{"$f":"VLOOKUP('1. Eff Raw Data'!S5087,'CAS#check'!A$2:A$190,1,FALSE)","v":{"$error":"#N/A"}},1]
[null,null,{"$f":"VLOOKUP('1. Eff Raw Data'!S5088,'CAS#check'!A$2:A$190,1,FALSE)","v":{"$error":"#N/A"}},1]
[null,null,{"$f":"VLOOKUP('1. Eff Raw Data'!S5089,'CAS#check'!A$2:A$190,1,FALSE)","v":{"$error":"#N/A"}},1]
[null,null,{"$f":"VLOOKUP('1. Eff Raw Data'!S5090,'CAS#check'!A$2:A$190,1,FALSE)","v":{"$error":"#N/A"}},1]
[null,null,{"$f":"VLOOKUP('1. Eff Raw Data'!S5091,'CAS#check'!A$2:A$190,1,FALSE)","v":{"$error":"#N/A"}},1]
[null,null,{"$f":"VLOOKUP('1. Eff Raw Data'!S5092,'CAS#check'!A$2:A$190,1,FALSE)","v":{"$error":"#N/A"}},1]
[null,null,{"$f":"VLOOKUP('1. Eff Raw Data'!S5093,'CAS#check'!A$2:A$190,1,FALSE)","v":{"$error":"#N/A"}},1]
[null,null,{"$f":"VLOOKUP('1. Eff Raw Data'!S5094,'CAS#check'!A$2:A$190,1,FALSE)","v":{"$error":"#N/A"}},1]
[null,null,{"$f":"VLOOKUP('1. Eff Raw Data'!S5095,'CAS#check'!A$2:A$190,1,FALSE)","v":{"$error":"#N/A"}},1]
[null,null,{"$f":"VLOOKUP('1. Eff Raw Data'!S5096,'CAS#check'!A$2:A$190,1,FALSE)","v":{"$error":"#N/A"}},1]
[null,null,{"$f":"VLOOKUP('1. Eff Raw Data'!S5097,'CAS#check'!A$2:A$190,1,FALSE)","v":{"$error":"#N/A"}},1]
[null,null,{"$f":"VLOOKUP('1. Eff Raw Data'!S5098,'CAS#check'!A$2:A$190,1,FALSE)","v":{"$error":"#N/A"}},1]
[null,null,{"$f":"VLOOKUP('1. Eff Raw Data'!S5099,'CAS#check'!A$2:A$190,1,FALSE)","v":{"$error":"#N/A"}},1]
[null,null,{"$f":"VLOOKUP('1. Eff Raw Data'!S5100,'CAS#check'!A$2:A$190,1,FALSE)","v":{"$error":"#N/A"}},1]
[null,null,{"$f":"VLOOKUP('1. Eff Raw Data'!S5101,'CAS#check'!A$2:A$190,1,FALSE)","v":{"$error":"#N/A"}},1]
[null,null,{"$f":"VLOOKUP('1. Eff Raw Data'!S5102,'CAS#check'!A$2:A$190,1,FALSE)","v":{"$error":"#N/A"}},1]
[null,null,{"$f":"VLOOKUP('1. Eff Raw Data'!S5103,'CAS#check'!A$2:A$190,1,FALSE)","v":{"$error":"#N/A"}},1]
[null,null,{"$f":"VLOOKUP('1. Eff Raw Data'!S5104,'CAS#check'!A$2:A$190,1,FALSE)","v":{"$error":"#N/A"}},1]
[null,null,{"$f":"VLOOKUP('1. Eff Raw Data'!S5105,'CAS#check'!A$2:A$190,1,FALSE)","v":{"$error":"#N/A"}},1]
[null,null,{"$f":"VLOOKUP('1. Eff Raw Data'!S5106,'CAS#check'!A$2:A$190,1,FALSE)","v":{"$error":"#N/A"}},1]
[null,null,{"$f":"VLOOKUP('1. Eff Raw Data'!S5107,'CAS#check'!A$2:A$190,1,FALSE)","v":{"$error":"#N/A"}},1]
[null,null,{"$f":"VLOOKUP('1. Eff Raw Data'!S5108,'CAS#check'!A$2:A$190,1,FALSE)","v":{"$error":"#N/A"}},1]
[null,null,{"$f":"VLOOKUP('1. Eff Raw Data'!S5109,'CAS#check'!A$2:A$190,1,FALSE)","v":{"$error":"#N/A"}},1]
[null,null,{"$f":"VLOOKUP('1. Eff Raw Data'!S5110,'CAS#check'!A$2:A$190,1,FALSE)","v":{"$error":"#N/A"}},1]
[null,null,{"$f":"VLOOKUP('1. Eff Raw Data'!S5111,'CAS#check'!A$2:A$190,1,FALSE)","v":{"$error":"#N/A"}},1]
[null,null,{"$f":"VLOOKUP('1. Eff Raw Data'!S5112,'CAS#check'!A$2:A$190,1,FALSE)","v":{"$error":"#N/A"}},1]
[null,null,{"$f":"VLOOKUP('1. Eff Raw Data'!S5113,'CAS#check'!A$2:A$190,1,FALSE)","v":{"$error":"#N/A"}},1]
[null,null,{"$f":"VLOOKUP('1. Eff Raw Data'!S5114,'CAS#check'!A$2:A$190,1,FALSE)","v":{"$error":"#N/A"}},1]
[null,null,{"$f":"VLOOKUP('1. Eff Raw Data'!S5115,'CAS#check'!A$2:A$190,1,FALSE)","v":{"$error":"#N/A"}},1]
[null,null,{"$f":"VLOOKUP('1. Eff Raw Data'!S5116,'CAS#check'!A$2:A$190,1,FALSE)","v":{"$error":"#N/A"}},1]
[null,null,{"$f":"VLOOKUP('1. Eff Raw Data'!S5117,'CAS#check'!A$2:A$190,1,FALSE)","v":{"$error":"#N/A"}},{"$f":"IFERROR(_xlfn.IFNA(0*C5117,1),0)","v":1}]
[null,null,{"$f":"VLOOKUP('1. Eff Raw Data'!S5118,'CAS#check'!A$2:A$190,1,FALSE)","v":{"$error":"#N/A"}},1]
[null,null,{"$f":"VLOOKUP('1. Eff Raw Data'!S5119,'CAS#check'!A$2:A$190,1,FALSE)","v":{"$error":"#N/A"}},1]
[null,null,{"$f":"VLOOKUP('1. Eff Raw Data'!S5120,'CAS#check'!A$2:A$190,1,FALSE)","v":{"$error":"#N/A"}},1]
[null,null,{"$f":"VLOOKUP('1. Eff Raw Data'!S5121,'CAS#check'!A$2:A$190,1,FALSE)","v":{"$error":"#N/A"}},1]
[null,null,{"$f":"VLOOKUP('1. Eff Raw Data'!S5122,'CAS#check'!A$2:A$190,1,FALSE)","v":{"$error":"#N/A"}},1]
[null,null,{"$f":"VLOOKUP('1. Eff Raw Data'!S5123,'CAS#check'!A$2:A$190,1,FALSE)","v":{"$error":"#N/A"}},1]
[null,null,{"$f":"VLOOKUP('1. Eff Raw Data'!S5124,'CAS#check'!A$2:A$190,1,FALSE)","v":{"$error":"#N/A"}},1]
[null,null,{"$f":"VLOOKUP('1. Eff Raw Data'!S5125,'CAS#check'!A$2:A$190,1,FALSE)","v":{"$error":"#N/A"}},1]
[null,null,{"$f":"VLOOKUP('1. Eff Raw Data'!S5126,'CAS#check'!A$2:A$190,1,FALSE)","v":{"$error":"#N/A"}},1]
[null,null,{"$f":"VLOOKUP('1. Eff Raw Data'!S5127,'CAS#check'!A$2:A$190,1,FALSE)","v":{"$error":"#N/A"}},1]
[null,null,{"$f":"VLOOKUP('1. Eff Raw Data'!S5128,'CAS#check'!A$2:A$190,1,FALSE)","v":{"$error":"#N/A"}},1]
[null,null,{"$f":"VLOOKUP('1. Eff Raw Data'!S5129,'CAS#check'!A$2:A$190,1,FALSE)","v":{"$error":"#N/A"}},1]
[null,null,{"$f":"VLOOKUP('1. Eff Raw Data'!S5130,'CAS#check'!A$2:A$190,1,FALSE)","v":{"$error":"#N/A"}},1]
[null,null,{"$f":"VLOOKUP('1. Eff Raw Data'!S5131,'CAS#check'!A$2:A$190,1,FALSE)","v":{"$error":"#N/A"}},1]
[null,null,{"$f":"VLOOKUP('1. Eff Raw Data'!S5132,'CAS#check'!A$2:A$190,1,FALSE)","v":{"$error":"#N/A"}},1]
[null,null,{"$f":"VLOOKUP('1. Eff Raw Data'!S5133,'CAS#check'!A$2:A$190,1,FALSE)","v":{"$error":"#N/A"}},1]
[null,null,{"$f":"VLOOKUP('1. Eff Raw Data'!S5134,'CAS#check'!A$2:A$190,1,FALSE)","v":{"$error":"#N/A"}},1]
[null,null,{"$f":"VLOOKUP('1. Eff Raw Data'!S5135,'CAS#check'!A$2:A$190,1,FALSE)","v":{"$error":"#N/A"}},1]
[null,null,{"$f":"VLOOKUP('1. Eff Raw Data'!S5136,'CAS#check'!A$2:A$190,1,FALSE)","v":{"$error":"#N/A"}},1]
[null,null,{"$f":"VLOOKUP('1. Eff Raw Data'!S5137,'CAS#check'!A$2:A$190,1,FALSE)","v":{"$error":"#N/A"}},1]
[null,null,{"$f":"VLOOKUP('1. Eff Raw Data'!S5138,'CAS#check'!A$2:A$190,1,FALSE)","v":{"$error":"#N/A"}},1]
[null,null,{"$f":"VLOOKUP('1. Eff Raw Data'!S5139,'CAS#check'!A$2:A$190,1,FALSE)","v":{"$error":"#N/A"}},1]
[null,null,{"$f":"VLOOKUP('1. Eff Raw Data'!S5140,'CAS#check'!A$2:A$190,1,FALSE)","v":{"$error":"#N/A"}},1]
[null,null,{"$f":"VLOOKUP('1. Eff Raw Data'!S5141,'CAS#check'!A$2:A$190,1,FALSE)","v":{"$error":"#N/A"}},1]
[null,null,{"$f":"VLOOKUP('1. Eff Raw Data'!S5142,'CAS#check'!A$2:A$190,1,FALSE)","v":{"$error":"#N/A"}},1]
[null,null,{"$f":"VLOOKUP('1. Eff Raw Data'!S5143,'CAS#check'!A$2:A$190,1,FALSE)","v":{"$error":"#N/A"}},1]
[null,null,{"$f":"VLOOKUP('1. Eff Raw Data'!S5144,'CAS#check'!A$2:A$190,1,FALSE)","v":{"$error":"#N/A"}},1]
[null,null,{"$f":"VLOOKUP('1. Eff Raw Data'!S5145,'CAS#check'!A$2:A$190,1,FALSE)","v":{"$error":"#N/A"}},1]
[null,null,{"$f":"VLOOKUP('1. Eff Raw Data'!S5146,'CAS#check'!A$2:A$190,1,FALSE)","v":{"$error":"#N/A"}},1]
[null,null,{"$f":"VLOOKUP('1. Eff Raw Data'!S5147,'CAS#check'!A$2:A$190,1,FALSE)","v":{"$error":"#N/A"}},1]
[null,null,{"$f":"VLOOKUP('1. Eff Raw Data'!S5148,'CAS#check'!A$2:A$190,1,FALSE)","v":{"$error":"#N/A"}},1]
[null,null,{"$f":"VLOOKUP('1. Eff Raw Data'!S5149,'CAS#check'!A$2:A$190,1,FALSE)","v":{"$error":"#N/A"}},1]
[null,null,{"$f":"VLOOKUP('1. Eff Raw Data'!S5150,'CAS#check'!A$2:A$190,1,FALSE)","v":{"$error":"#N/A"}},1]
[null,null,{"$f":"VLOOKUP('1. Eff Raw Data'!S5151,'CAS#check'!A$2:A$190,1,FALSE)","v":{"$error":"#N/A"}},1]
[null,null,{"$f":"VLOOKUP('1. Eff Raw Data'!S5152,'CAS#check'!A$2:A$190,1,FALSE)","v":{"$error":"#N/A"}},1]
[null,null,{"$f":"VLOOKUP('1. Eff Raw Data'!S5153,'CAS#check'!A$2:A$190,1,FALSE)","v":{"$error":"#N/A"}},1]
[null,null,{"$f":"VLOOKUP('1. Eff Raw Data'!S5154,'CAS#check'!A$2:A$190,1,FALSE)","v":{"$error":"#N/A"}},1]
[null,null,{"$f":"VLOOKUP('1. Eff Raw Data'!S5155,'CAS#check'!A$2:A$190,1,FALSE)","v":{"$error":"#N/A"}},1]
[null,null,{"$f":"VLOOKUP('1. Eff Raw Data'!S5156,'CAS#check'!A$2:A$190,1,FALSE)","v":{"$error":"#N/A"}},1]
[null,null,{"$f":"VLOOKUP('1. Eff Raw Data'!S5157,'CAS#check'!A$2:A$190,1,FALSE)","v":{"$error":"#N/A"}},1]
[null,null,{"$f":"VLOOKUP('1. Eff Raw Data'!S5158,'CAS#check'!A$2:A$190,1,FALSE)","v":{"$error":"#N/A"}},1]
[null,null,{"$f":"VLOOKUP('1. Eff Raw Data'!S5159,'CAS#check'!A$2:A$190,1,FALSE)","v":{"$error":"#N/A"}},1]
[null,null,{"$f":"VLOOKUP('1. Eff Raw Data'!S5160,'CAS#check'!A$2:A$190,1,FALSE)","v":{"$error":"#N/A"}},1]
[null,null,{"$f":"VLOOKUP('1. Eff Raw Data'!S5161,'CAS#check'!A$2:A$190,1,FALSE)","v":{"$error":"#N/A"}},1]
[null,null,{"$f":"VLOOKUP('1. Eff Raw Data'!S5162,'CAS#check'!A$2:A$190,1,FALSE)","v":{"$error":"#N/A"}},1]
[null,null,{"$f":"VLOOKUP('1. Eff Raw Data'!S5163,'CAS#check'!A$2:A$190,1,FALSE)","v":{"$error":"#N/A"}},1]
[null,null,{"$f":"VLOOKUP('1. Eff Raw Data'!S5164,'CAS#check'!A$2:A$190,1,FALSE)","v":{"$error":"#N/A"}},1]
[null,null,{"$f":"VLOOKUP('1. Eff Raw Data'!S5165,'CAS#check'!A$2:A$190,1,FALSE)","v":{"$error":"#N/A"}},1]
[null,null,{"$f":"VLOOKUP('1. Eff Raw Data'!S5166,'CAS#check'!A$2:A$190,1,FALSE)","v":{"$error":"#N/A"}},1]
[null,null,{"$f":"VLOOKUP('1. Eff Raw Data'!S5167,'CAS#check'!A$2:A$190,1,FALSE)","v":{"$error":"#N/A"}},1]
[null,null,{"$f":"VLOOKUP('1. Eff Raw Data'!S5168,'CAS#check'!A$2:A$190,1,FALSE)","v":{"$error":"#N/A"}},1]
[null,null,{"$f":"VLOOKUP('1. Eff Raw Data'!S5169,'CAS#check'!A$2:A$190,1,FALSE)","v":{"$error":"#N/A"}},1]
[null,null,{"$f":"VLOOKUP('1. Eff Raw Data'!S5170,'CAS#check'!A$2:A$190,1,FALSE)","v":{"$error":"#N/A"}},1]
[null,null,{"$f":"VLOOKUP('1. Eff Raw Data'!S5171,'CAS#check'!A$2:A$190,1,FALSE)","v":{"$error":"#N/A"}},1]
[null,null,{"$f":"VLOOKUP('1. Eff Raw Data'!S5172,'CAS#check'!A$2:A$190,1,FALSE)","v":{"$error":"#N/A"}},1]
[null,null,{"$f":"VLOOKUP('1. Eff Raw Data'!S5173,'CAS#check'!A$2:A$190,1,FALSE)","v":{"$error":"#N/A"}},1]
[null,null,{"$f":"VLOOKUP('1. Eff Raw Data'!S5174,'CAS#check'!A$2:A$190,1,FALSE)","v":{"$error":"#N/A"}},1]
[null,null,{"$f":"VLOOKUP('1. Eff Raw Data'!S5175,'CAS#check'!A$2:A$190,1,FALSE)","v":{"$error":"#N/A"}},1]
[null,null,{"$f":"VLOOKUP('1. Eff Raw Data'!S5176,'CAS#check'!A$2:A$190,1,FALSE)","v":{"$error":"#N/A"}},1]
[null,null,{"$f":"VLOOKUP('1. Eff Raw Data'!S5177,'CAS#check'!A$2:A$190,1,FALSE)","v":{"$error":"#N/A"}},1]
[null,null,{"$f":"VLOOKUP('1. Eff Raw Data'!S5178,'CAS#check'!A$2:A$190,1,FALSE)","v":{"$error":"#N/A"}},1]
[null,null,{"$f":"VLOOKUP('1. Eff Raw Data'!S5179,'CAS#check'!A$2:A$190,1,FALSE)","v":{"$error":"#N/A"}},1]
[null,null,{"$f":"VLOOKUP('1. Eff Raw Data'!S5180,'CAS#check'!A$2:A$190,1,FALSE)","v":{"$error":"#N/A"}},1]
[null,null,{"$f":"VLOOKUP('1. Eff Raw Data'!S5181,'CAS#check'!A$2:A$190,1,FALSE)","v":{"$error":"#N/A"}},{"$f":"IFERROR(_xlfn.IFNA(0*C5181,1),0)","v":1}]
[null,null,{"$f":"VLOOKUP('1. Eff Raw Data'!S5182,'CAS#check'!A$2:A$190,1,FALSE)","v":{"$error":"#N/A"}},1]
[null,null,{"$f":"VLOOKUP('1. Eff Raw Data'!S5183,'CAS#check'!A$2:A$190,1,FALSE)","v":{"$error":"#N/A"}},1]
[null,null,{"$f":"VLOOKUP('1. Eff Raw Data'!S5184,'CAS#check'!A$2:A$190,1,FALSE)","v":{"$error":"#N/A"}},1]
[null,null,{"$f":"VLOOKUP('1. Eff Raw Data'!S5185,'CAS#check'!A$2:A$190,1,FALSE)","v":{"$error":"#N/A"}},1]
[null,null,{"$f":"VLOOKUP('1. Eff Raw Data'!S5186,'CAS#check'!A$2:A$190,1,FALSE)","v":{"$error":"#N/A"}},1]
[null,null,{"$f":"VLOOKUP('1. Eff Raw Data'!S5187,'CAS#check'!A$2:A$190,1,FALSE)","v":{"$error":"#N/A"}},1]
[null,null,{"$f":"VLOOKUP('1. Eff Raw Data'!S5188,'CAS#check'!A$2:A$190,1,FALSE)","v":{"$error":"#N/A"}},1]
[null,null,{"$f":"VLOOKUP('1. Eff Raw Data'!S5189,'CAS#check'!A$2:A$190,1,FALSE)","v":{"$error":"#N/A"}},1]
[null,null,{"$f":"VLOOKUP('1. Eff Raw Data'!S5190,'CAS#check'!A$2:A$190,1,FALSE)","v":{"$error":"#N/A"}},1]
[null,null,{"$f":"VLOOKUP('1. Eff Raw Data'!S5191,'CAS#check'!A$2:A$190,1,FALSE)","v":{"$error":"#N/A"}},1]
[null,null,{"$f":"VLOOKUP('1. Eff Raw Data'!S5192,'CAS#check'!A$2:A$190,1,FALSE)","v":{"$error":"#N/A"}},1]
[null,null,{"$f":"VLOOKUP('1. Eff Raw Data'!S5193,'CAS#check'!A$2:A$190,1,FALSE)","v":{"$error":"#N/A"}},1]
[null,null,{"$f":"VLOOKUP('1. Eff Raw Data'!S5194,'CAS#check'!A$2:A$190,1,FALSE)","v":{"$error":"#N/A"}},1]
[null,null,{"$f":"VLOOKUP('1. Eff Raw Data'!S5195,'CAS#check'!A$2:A$190,1,FALSE)","v":{"$error":"#N/A"}},1]
[null,null,{"$f":"VLOOKUP('1. Eff Raw Data'!S5196,'CAS#check'!A$2:A$190,1,FALSE)","v":{"$error":"#N/A"}},1]
[null,null,{"$f":"VLOOKUP('1. Eff Raw Data'!S5197,'CAS#check'!A$2:A$190,1,FALSE)","v":{"$error":"#N/A"}},1]
[null,null,{"$f":"VLOOKUP('1. Eff Raw Data'!S5198,'CAS#check'!A$2:A$190,1,FALSE)","v":{"$error":"#N/A"}},1]
[null,null,{"$f":"VLOOKUP('1. Eff Raw Data'!S5199,'CAS#check'!A$2:A$190,1,FALSE)","v":{"$error":"#N/A"}},1]
[null,null,{"$f":"VLOOKUP('1. Eff Raw Data'!S5200,'CAS#check'!A$2:A$190,1,FALSE)","v":{"$error":"#N/A"}},1]
[null,null,{"$f":"VLOOKUP('1. Eff Raw Data'!S5201,'CAS#check'!A$2:A$190,1,FALSE)","v":{"$error":"#N/A"}},1]
[null,null,{"$f":"VLOOKUP('1. Eff Raw Data'!S5202,'CAS#check'!A$2:A$190,1,FALSE)","v":{"$error":"#N/A"}},1]
[null,null,{"$f":"VLOOKUP('1. Eff Raw Data'!S5203,'CAS#check'!A$2:A$190,1,FALSE)","v":{"$error":"#N/A"}},1]
[null,null,{"$f":"VLOOKUP('1. Eff Raw Data'!S5204,'CAS#check'!A$2:A$190,1,FALSE)","v":{"$error":"#N/A"}},1]
[null,null,{"$f":"VLOOKUP('1. Eff Raw Data'!S5205,'CAS#check'!A$2:A$190,1,FALSE)","v":{"$error":"#N/A"}},1]
[null,null,{"$f":"VLOOKUP('1. Eff Raw Data'!S5206,'CAS#check'!A$2:A$190,1,FALSE)","v":{"$error":"#N/A"}},1]
[null,null,{"$f":"VLOOKUP('1. Eff Raw Data'!S5207,'CAS#check'!A$2:A$190,1,FALSE)","v":{"$error":"#N/A"}},1]
[null,null,{"$f":"VLOOKUP('1. Eff Raw Data'!S5208,'CAS#check'!A$2:A$190,1,FALSE)","v":{"$error":"#N/A"}},1]
[null,null,{"$f":"VLOOKUP('1. Eff Raw Data'!S5209,'CAS#check'!A$2:A$190,1,FALSE)","v":{"$error":"#N/A"}},1]
[null,null,{"$f":"VLOOKUP('1. Eff Raw Data'!S5210,'CAS#check'!A$2:A$190,1,FALSE)","v":{"$error":"#N/A"}},1]
[null,null,{"$f":"VLOOKUP('1. Eff Raw Data'!S5211,'CAS#check'!A$2:A$190,1,FALSE)","v":{"$error":"#N/A"}},1]
[null,null,{"$f":"VLOOKUP('1. Eff Raw Data'!S5212,'CAS#check'!A$2:A$190,1,FALSE)","v":{"$error":"#N/A"}},1]
[null,null,{"$f":"VLOOKUP('1. Eff Raw Data'!S5213,'CAS#check'!A$2:A$190,1,FALSE)","v":{"$error":"#N/A"}},1]
[null,null,{"$f":"VLOOKUP('1. Eff Raw Data'!S5214,'CAS#check'!A$2:A$190,1,FALSE)","v":{"$error":"#N/A"}},1]
[null,null,{"$f":"VLOOKUP('1. Eff Raw Data'!S5215,'CAS#check'!A$2:A$190,1,FALSE)","v":{"$error":"#N/A"}},1]
[null,null,{"$f":"VLOOKUP('1. Eff Raw Data'!S5216,'CAS#check'!A$2:A$190,1,FALSE)","v":{"$error":"#N/A"}},1]
[null,null,{"$f":"VLOOKUP('1. Eff Raw Data'!S5217,'CAS#check'!A$2:A$190,1,FALSE)","v":{"$error":"#N/A"}},1]
[null,null,{"$f":"VLOOKUP('1. Eff Raw Data'!S5218,'CAS#check'!A$2:A$190,1,FALSE)","v":{"$error":"#N/A"}},1]
[null,null,{"$f":"VLOOKUP('1. Eff Raw Data'!S5219,'CAS#check'!A$2:A$190,1,FALSE)","v":{"$error":"#N/A"}},1]
[null,null,{"$f":"VLOOKUP('1. Eff Raw Data'!S5220,'CAS#check'!A$2:A$190,1,FALSE)","v":{"$error":"#N/A"}},1]
[null,null,{"$f":"VLOOKUP('1. Eff Raw Data'!S5221,'CAS#check'!A$2:A$190,1,FALSE)","v":{"$error":"#N/A"}},1]
[null,null,{"$f":"VLOOKUP('1. Eff Raw Data'!S5222,'CAS#check'!A$2:A$190,1,FALSE)","v":{"$error":"#N/A"}},1]
[null,null,{"$f":"VLOOKUP('1. Eff Raw Data'!S5223,'CAS#check'!A$2:A$190,1,FALSE)","v":{"$error":"#N/A"}},1]
[null,null,{"$f":"VLOOKUP('1. Eff Raw Data'!S5224,'CAS#check'!A$2:A$190,1,FALSE)","v":{"$error":"#N/A"}},1]
[null,null,{"$f":"VLOOKUP('1. Eff Raw Data'!S5225,'CAS#check'!A$2:A$190,1,FALSE)","v":{"$error":"#N/A"}},1]
[null,null,{"$f":"VLOOKUP('1. Eff Raw Data'!S5226,'CAS#check'!A$2:A$190,1,FALSE)","v":{"$error":"#N/A"}},1]
[null,null,{"$f":"VLOOKUP('1. Eff Raw Data'!S5227,'CAS#check'!A$2:A$190,1,FALSE)","v":{"$error":"#N/A"}},1]
[null,null,{"$f":"VLOOKUP('1. Eff Raw Data'!S5228,'CAS#check'!A$2:A$190,1,FALSE)","v":{"$error":"#N/A"}},1]
[null,null,{"$f":"VLOOKUP('1. Eff Raw Data'!S5229,'CAS#check'!A$2:A$190,1,FALSE)","v":{"$error":"#N/A"}},1]
[null,null,{"$f":"VLOOKUP('1. Eff Raw Data'!S5230,'CAS#check'!A$2:A$190,1,FALSE)","v":{"$error":"#N/A"}},1]
[null,null,{"$f":"VLOOKUP('1. Eff Raw Data'!S5231,'CAS#check'!A$2:A$190,1,FALSE)","v":{"$error":"#N/A"}},1]
[null,null,{"$f":"VLOOKUP('1. Eff Raw Data'!S5232,'CAS#check'!A$2:A$190,1,FALSE)","v":{"$error":"#N/A"}},1]
[null,null,{"$f":"VLOOKUP('1. Eff Raw Data'!S5233,'CAS#check'!A$2:A$190,1,FALSE)","v":{"$error":"#N/A"}},1]
[null,null,{"$f":"VLOOKUP('1. Eff Raw Data'!S5234,'CAS#check'!A$2:A$190,1,FALSE)","v":{"$error":"#N/A"}},1]
[null,null,{"$f":"VLOOKUP('1. Eff Raw Data'!S5235,'CAS#check'!A$2:A$190,1,FALSE)","v":{"$error":"#N/A"}},1]
[null,null,{"$f":"VLOOKUP('1. Eff Raw Data'!S5236,'CAS#check'!A$2:A$190,1,FALSE)","v":{"$error":"#N/A"}},1]
[null,null,{"$f":"VLOOKUP('1. Eff Raw Data'!S5237,'CAS#check'!A$2:A$190,1,FALSE)","v":{"$error":"#N/A"}},1]
[null,null,{"$f":"VLOOKUP('1. Eff Raw Data'!S5238,'CAS#check'!A$2:A$190,1,FALSE)","v":{"$error":"#N/A"}},1]
[null,null,{"$f":"VLOOKUP('1. Eff Raw Data'!S5239,'CAS#check'!A$2:A$190,1,FALSE)","v":{"$error":"#N/A"}},1]
[null,null,{"$f":"VLOOKUP('1. Eff Raw Data'!S5240,'CAS#check'!A$2:A$190,1,FALSE)","v":{"$error":"#N/A"}},1]
[null,null,{"$f":"VLOOKUP('1. Eff Raw Data'!S5241,'CAS#check'!A$2:A$190,1,FALSE)","v":{"$error":"#N/A"}},1]
[null,null,{"$f":"VLOOKUP('1. Eff Raw Data'!S5242,'CAS#check'!A$2:A$190,1,FALSE)","v":{"$error":"#N/A"}},1]
[null,null,{"$f":"VLOOKUP('1. Eff Raw Data'!S5243,'CAS#check'!A$2:A$190,1,FALSE)","v":{"$error":"#N/A"}},1]
[null,null,{"$f":"VLOOKUP('1. Eff Raw Data'!S5244,'CAS#check'!A$2:A$190,1,FALSE)","v":{"$error":"#N/A"}},1]
[null,null,{"$f":"VLOOKUP('1. Eff Raw Data'!S5245,'CAS#check'!A$2:A$190,1,FALSE)","v":{"$error":"#N/A"}},{"$f":"IFERROR(_xlfn.IFNA(0*C5245,1),0)","v":1}]
[null,null,{"$f":"VLOOKUP('1. Eff Raw Data'!S5246,'CAS#check'!A$2:A$190,1,FALSE)","v":{"$error":"#N/A"}},1]
[null,null,{"$f":"VLOOKUP('1. Eff Raw Data'!S5247,'CAS#check'!A$2:A$190,1,FALSE)","v":{"$error":"#N/A"}},1]
[null,null,{"$f":"VLOOKUP('1. Eff Raw Data'!S5248,'CAS#check'!A$2:A$190,1,FALSE)","v":{"$error":"#N/A"}},1]
[null,null,{"$f":"VLOOKUP('1. Eff Raw Data'!S5249,'CAS#check'!A$2:A$190,1,FALSE)","v":{"$error":"#N/A"}},1]
[null,null,{"$f":"VLOOKUP('1. Eff Raw Data'!S5250,'CAS#check'!A$2:A$190,1,FALSE)","v":{"$error":"#N/A"}},1]
[null,null,{"$f":"VLOOKUP('1. Eff Raw Data'!S5251,'CAS#check'!A$2:A$190,1,FALSE)","v":{"$error":"#N/A"}},1]
[null,null,{"$f":"VLOOKUP('1. Eff Raw Data'!S5252,'CAS#check'!A$2:A$190,1,FALSE)","v":{"$error":"#N/A"}},1]
[null,null,{"$f":"VLOOKUP('1. Eff Raw Data'!S5253,'CAS#check'!A$2:A$190,1,FALSE)","v":{"$error":"#N/A"}},1]
[null,null,{"$f":"VLOOKUP('1. Eff Raw Data'!S5254,'CAS#check'!A$2:A$190,1,FALSE)","v":{"$error":"#N/A"}},1]
[null,null,{"$f":"VLOOKUP('1. Eff Raw Data'!S5255,'CAS#check'!A$2:A$190,1,FALSE)","v":{"$error":"#N/A"}},1]
[null,null,{"$f":"VLOOKUP('1. Eff Raw Data'!S5256,'CAS#check'!A$2:A$190,1,FALSE)","v":{"$error":"#N/A"}},1]
[null,null,{"$f":"VLOOKUP('1. Eff Raw Data'!S5257,'CAS#check'!A$2:A$190,1,FALSE)","v":{"$error":"#N/A"}},1]
[null,null,{"$f":"VLOOKUP('1. Eff Raw Data'!S5258,'CAS#check'!A$2:A$190,1,FALSE)","v":{"$error":"#N/A"}},1]
[null,null,{"$f":"VLOOKUP('1. Eff Raw Data'!S5259,'CAS#check'!A$2:A$190,1,FALSE)","v":{"$error":"#N/A"}},1]
[null,null,{"$f":"VLOOKUP('1. Eff Raw Data'!S5260,'CAS#check'!A$2:A$190,1,FALSE)","v":{"$error":"#N/A"}},1]
[null,null,{"$f":"VLOOKUP('1. Eff Raw Data'!S5261,'CAS#check'!A$2:A$190,1,FALSE)","v":{"$error":"#N/A"}},1]
[null,null,{"$f":"VLOOKUP('1. Eff Raw Data'!S5262,'CAS#check'!A$2:A$190,1,FALSE)","v":{"$error":"#N/A"}},1]
[null,null,{"$f":"VLOOKUP('1. Eff Raw Data'!S5263,'CAS#check'!A$2:A$190,1,FALSE)","v":{"$error":"#N/A"}},1]
[null,null,{"$f":"VLOOKUP('1. Eff Raw Data'!S5264,'CAS#check'!A$2:A$190,1,FALSE)","v":{"$error":"#N/A"}},1]
[null,null,{"$f":"VLOOKUP('1. Eff Raw Data'!S5265,'CAS#check'!A$2:A$190,1,FALSE)","v":{"$error":"#N/A"}},1]
[null,null,{"$f":"VLOOKUP('1. Eff Raw Data'!S5266,'CAS#check'!A$2:A$190,1,FALSE)","v":{"$error":"#N/A"}},1]
[null,null,{"$f":"VLOOKUP('1. Eff Raw Data'!S5267,'CAS#check'!A$2:A$190,1,FALSE)","v":{"$error":"#N/A"}},1]
[null,null,{"$f":"VLOOKUP('1. Eff Raw Data'!S5268,'CAS#check'!A$2:A$190,1,FALSE)","v":{"$error":"#N/A"}},1]
[null,null,{"$f":"VLOOKUP('1. Eff Raw Data'!S5269,'CAS#check'!A$2:A$190,1,FALSE)","v":{"$error":"#N/A"}},1]
[null,null,{"$f":"VLOOKUP('1. Eff Raw Data'!S5270,'CAS#check'!A$2:A$190,1,FALSE)","v":{"$error":"#N/A"}},1]
[null,null,{"$f":"VLOOKUP('1. Eff Raw Data'!S5271,'CAS#check'!A$2:A$190,1,FALSE)","v":{"$error":"#N/A"}},1]
[null,null,{"$f":"VLOOKUP('1. Eff Raw Data'!S5272,'CAS#check'!A$2:A$190,1,FALSE)","v":{"$error":"#N/A"}},1]
[null,null,{"$f":"VLOOKUP('1. Eff Raw Data'!S5273,'CAS#check'!A$2:A$190,1,FALSE)","v":{"$error":"#N/A"}},1]
[null,null,{"$f":"VLOOKUP('1. Eff Raw Data'!S5274,'CAS#check'!A$2:A$190,1,FALSE)","v":{"$error":"#N/A"}},1]
[null,null,{"$f":"VLOOKUP('1. Eff Raw Data'!S5275,'CAS#check'!A$2:A$190,1,FALSE)","v":{"$error":"#N/A"}},1]
[null,null,{"$f":"VLOOKUP('1. Eff Raw Data'!S5276,'CAS#check'!A$2:A$190,1,FALSE)","v":{"$error":"#N/A"}},1]
[null,null,{"$f":"VLOOKUP('1. Eff Raw Data'!S5277,'CAS#check'!A$2:A$190,1,FALSE)","v":{"$error":"#N/A"}},1]
[null,null,{"$f":"VLOOKUP('1. Eff Raw Data'!S5278,'CAS#check'!A$2:A$190,1,FALSE)","v":{"$error":"#N/A"}},1]
[null,null,{"$f":"VLOOKUP('1. Eff Raw Data'!S5279,'CAS#check'!A$2:A$190,1,FALSE)","v":{"$error":"#N/A"}},1]
[null,null,{"$f":"VLOOKUP('1. Eff Raw Data'!S5280,'CAS#check'!A$2:A$190,1,FALSE)","v":{"$error":"#N/A"}},1]
[null,null,{"$f":"VLOOKUP('1. Eff Raw Data'!S5281,'CAS#check'!A$2:A$190,1,FALSE)","v":{"$error":"#N/A"}},1]
[null,null,{"$f":"VLOOKUP('1. Eff Raw Data'!S5282,'CAS#check'!A$2:A$190,1,FALSE)","v":{"$error":"#N/A"}},1]
[null,null,{"$f":"VLOOKUP('1. Eff Raw Data'!S5283,'CAS#check'!A$2:A$190,1,FALSE)","v":{"$error":"#N/A"}},1]
[null,null,{"$f":"VLOOKUP('1. Eff Raw Data'!S5284,'CAS#check'!A$2:A$190,1,FALSE)","v":{"$error":"#N/A"}},1]
[null,null,{"$f":"VLOOKUP('1. Eff Raw Data'!S5285,'CAS#check'!A$2:A$190,1,FALSE)","v":{"$error":"#N/A"}},1]
[null,null,{"$f":"VLOOKUP('1. Eff Raw Data'!S5286,'CAS#check'!A$2:A$190,1,FALSE)","v":{"$error":"#N/A"}},1]
[null,null,{"$f":"VLOOKUP('1. Eff Raw Data'!S5287,'CAS#check'!A$2:A$190,1,FALSE)","v":{"$error":"#N/A"}},1]
[null,null,{"$f":"VLOOKUP('1. Eff Raw Data'!S5288,'CAS#check'!A$2:A$190,1,FALSE)","v":{"$error":"#N/A"}},1]
[null,null,{"$f":"VLOOKUP('1. Eff Raw Data'!S5289,'CAS#check'!A$2:A$190,1,FALSE)","v":{"$error":"#N/A"}},1]
[null,null,{"$f":"VLOOKUP('1. Eff Raw Data'!S5290,'CAS#check'!A$2:A$190,1,FALSE)","v":{"$error":"#N/A"}},1]
[null,null,{"$f":"VLOOKUP('1. Eff Raw Data'!S5291,'CAS#check'!A$2:A$190,1,FALSE)","v":{"$error":"#N/A"}},1]
[null,null,{"$f":"VLOOKUP('1. Eff Raw Data'!S5292,'CAS#check'!A$2:A$190,1,FALSE)","v":{"$error":"#N/A"}},1]
[null,null,{"$f":"VLOOKUP('1. Eff Raw Data'!S5293,'CAS#check'!A$2:A$190,1,FALSE)","v":{"$error":"#N/A"}},1]
[null,null,{"$f":"VLOOKUP('1. Eff Raw Data'!S5294,'CAS#check'!A$2:A$190,1,FALSE)","v":{"$error":"#N/A"}},1]
[null,null,{"$f":"VLOOKUP('1. Eff Raw Data'!S5295,'CAS#check'!A$2:A$190,1,FALSE)","v":{"$error":"#N/A"}},1]
[null,null,{"$f":"VLOOKUP('1. Eff Raw Data'!S5296,'CAS#check'!A$2:A$190,1,FALSE)","v":{"$error":"#N/A"}},1]
[null,null,{"$f":"VLOOKUP('1. Eff Raw Data'!S5297,'CAS#check'!A$2:A$190,1,FALSE)","v":{"$error":"#N/A"}},1]
[null,null,{"$f":"VLOOKUP('1. Eff Raw Data'!S5298,'CAS#check'!A$2:A$190,1,FALSE)","v":{"$error":"#N/A"}},1]
[null,null,{"$f":"VLOOKUP('1. Eff Raw Data'!S5299,'CAS#check'!A$2:A$190,1,FALSE)","v":{"$error":"#N/A"}},1]
[null,null,{"$f":"VLOOKUP('1. Eff Raw Data'!S5300,'CAS#check'!A$2:A$190,1,FALSE)","v":{"$error":"#N/A"}},1]
[null,null,{"$f":"VLOOKUP('1. Eff Raw Data'!S5301,'CAS#check'!A$2:A$190,1,FALSE)","v":{"$error":"#N/A"}},1]
[null,null,{"$f":"VLOOKUP('1. Eff Raw Data'!S5302,'CAS#check'!A$2:A$190,1,FALSE)","v":{"$error":"#N/A"}},1]
[null,null,{"$f":"VLOOKUP('1. Eff Raw Data'!S5303,'CAS#check'!A$2:A$190,1,FALSE)","v":{"$error":"#N/A"}},1]
[null,null,{"$f":"VLOOKUP('1. Eff Raw Data'!S5304,'CAS#check'!A$2:A$190,1,FALSE)","v":{"$error":"#N/A"}},1]
[null,null,{"$f":"VLOOKUP('1. Eff Raw Data'!S5305,'CAS#check'!A$2:A$190,1,FALSE)","v":{"$error":"#N/A"}},1]
[null,null,{"$f":"VLOOKUP('1. Eff Raw Data'!S5306,'CAS#check'!A$2:A$190,1,FALSE)","v":{"$error":"#N/A"}},1]
[null,null,{"$f":"VLOOKUP('1. Eff Raw Data'!S5307,'CAS#check'!A$2:A$190,1,FALSE)","v":{"$error":"#N/A"}},1]
[null,null,{"$f":"VLOOKUP('1. Eff Raw Data'!S5308,'CAS#check'!A$2:A$190,1,FALSE)","v":{"$error":"#N/A"}},1]
[null,null,{"$f":"VLOOKUP('1. Eff Raw Data'!S5309,'CAS#check'!A$2:A$190,1,FALSE)","v":{"$error":"#N/A"}},{"$f":"IFERROR(_xlfn.IFNA(0*C5309,1),0)","v":1}]
[null,null,{"$f":"VLOOKUP('1. Eff Raw Data'!S5310,'CAS#check'!A$2:A$190,1,FALSE)","v":{"$error":"#N/A"}},1]
[null,null,{"$f":"VLOOKUP('1. Eff Raw Data'!S5311,'CAS#check'!A$2:A$190,1,FALSE)","v":{"$error":"#N/A"}},1]
[null,null,{"$f":"VLOOKUP('1. Eff Raw Data'!S5312,'CAS#check'!A$2:A$190,1,FALSE)","v":{"$error":"#N/A"}},1]
[null,null,{"$f":"VLOOKUP('1. Eff Raw Data'!S5313,'CAS#check'!A$2:A$190,1,FALSE)","v":{"$error":"#N/A"}},1]
[null,null,{"$f":"VLOOKUP('1. Eff Raw Data'!S5314,'CAS#check'!A$2:A$190,1,FALSE)","v":{"$error":"#N/A"}},1]
[null,null,{"$f":"VLOOKUP('1. Eff Raw Data'!S5315,'CAS#check'!A$2:A$190,1,FALSE)","v":{"$error":"#N/A"}},1]
[null,null,{"$f":"VLOOKUP('1. Eff Raw Data'!S5316,'CAS#check'!A$2:A$190,1,FALSE)","v":{"$error":"#N/A"}},1]
[null,null,{"$f":"VLOOKUP('1. Eff Raw Data'!S5317,'CAS#check'!A$2:A$190,1,FALSE)","v":{"$error":"#N/A"}},1]
[null,null,{"$f":"VLOOKUP('1. Eff Raw Data'!S5318,'CAS#check'!A$2:A$190,1,FALSE)","v":{"$error":"#N/A"}},1]
[null,null,{"$f":"VLOOKUP('1. Eff Raw Data'!S5319,'CAS#check'!A$2:A$190,1,FALSE)","v":{"$error":"#N/A"}},1]
[null,null,{"$f":"VLOOKUP('1. Eff Raw Data'!S5320,'CAS#check'!A$2:A$190,1,FALSE)","v":{"$error":"#N/A"}},1]
[null,null,{"$f":"VLOOKUP('1. Eff Raw Data'!S5321,'CAS#check'!A$2:A$190,1,FALSE)","v":{"$error":"#N/A"}},1]
[null,null,{"$f":"VLOOKUP('1. Eff Raw Data'!S5322,'CAS#check'!A$2:A$190,1,FALSE)","v":{"$error":"#N/A"}},1]
[null,null,{"$f":"VLOOKUP('1. Eff Raw Data'!S5323,'CAS#check'!A$2:A$190,1,FALSE)","v":{"$error":"#N/A"}},1]
[null,null,{"$f":"VLOOKUP('1. Eff Raw Data'!S5324,'CAS#check'!A$2:A$190,1,FALSE)","v":{"$error":"#N/A"}},1]
[null,null,{"$f":"VLOOKUP('1. Eff Raw Data'!S5325,'CAS#check'!A$2:A$190,1,FALSE)","v":{"$error":"#N/A"}},1]
[null,null,{"$f":"VLOOKUP('1. Eff Raw Data'!S5326,'CAS#check'!A$2:A$190,1,FALSE)","v":{"$error":"#N/A"}},1]
[null,null,{"$f":"VLOOKUP('1. Eff Raw Data'!S5327,'CAS#check'!A$2:A$190,1,FALSE)","v":{"$error":"#N/A"}},1]
[null,null,{"$f":"VLOOKUP('1. Eff Raw Data'!S5328,'CAS#check'!A$2:A$190,1,FALSE)","v":{"$error":"#N/A"}},1]
[null,null,{"$f":"VLOOKUP('1. Eff Raw Data'!S5329,'CAS#check'!A$2:A$190,1,FALSE)","v":{"$error":"#N/A"}},1]
[null,null,{"$f":"VLOOKUP('1. Eff Raw Data'!S5330,'CAS#check'!A$2:A$190,1,FALSE)","v":{"$error":"#N/A"}},1]
[null,null,{"$f":"VLOOKUP('1. Eff Raw Data'!S5331,'CAS#check'!A$2:A$190,1,FALSE)","v":{"$error":"#N/A"}},1]
[null,null,{"$f":"VLOOKUP('1. Eff Raw Data'!S5332,'CAS#check'!A$2:A$190,1,FALSE)","v":{"$error":"#N/A"}},1]
[null,null,{"$f":"VLOOKUP('1. Eff Raw Data'!S5333,'CAS#check'!A$2:A$190,1,FALSE)","v":{"$error":"#N/A"}},1]
[null,null,{"$f":"VLOOKUP('1. Eff Raw Data'!S5334,'CAS#check'!A$2:A$190,1,FALSE)","v":{"$error":"#N/A"}},1]
[null,null,{"$f":"VLOOKUP('1. Eff Raw Data'!S5335,'CAS#check'!A$2:A$190,1,FALSE)","v":{"$error":"#N/A"}},1]
[null,null,{"$f":"VLOOKUP('1. Eff Raw Data'!S5336,'CAS#check'!A$2:A$190,1,FALSE)","v":{"$error":"#N/A"}},1]
[null,null,{"$f":"VLOOKUP('1. Eff Raw Data'!S5337,'CAS#check'!A$2:A$190,1,FALSE)","v":{"$error":"#N/A"}},1]
[null,null,{"$f":"VLOOKUP('1. Eff Raw Data'!S5338,'CAS#check'!A$2:A$190,1,FALSE)","v":{"$error":"#N/A"}},1]
[null,null,{"$f":"VLOOKUP('1. Eff Raw Data'!S5339,'CAS#check'!A$2:A$190,1,FALSE)","v":{"$error":"#N/A"}},1]
[null,null,{"$f":"VLOOKUP('1. Eff Raw Data'!S5340,'CAS#check'!A$2:A$190,1,FALSE)","v":{"$error":"#N/A"}},1]
[null,null,{"$f":"VLOOKUP('1. Eff Raw Data'!S5341,'CAS#check'!A$2:A$190,1,FALSE)","v":{"$error":"#N/A"}},1]
[null,null,{"$f":"VLOOKUP('1. Eff Raw Data'!S5342,'CAS#check'!A$2:A$190,1,FALSE)","v":{"$error":"#N/A"}},1]
[null,null,{"$f":"VLOOKUP('1. Eff Raw Data'!S5343,'CAS#check'!A$2:A$190,1,FALSE)","v":{"$error":"#N/A"}},1]
[null,null,{"$f":"VLOOKUP('1. Eff Raw Data'!S5344,'CAS#check'!A$2:A$190,1,FALSE)","v":{"$error":"#N/A"}},1]
[null,null,{"$f":"VLOOKUP('1. Eff Raw Data'!S5345,'CAS#check'!A$2:A$190,1,FALSE)","v":{"$error":"#N/A"}},1]
[null,null,{"$f":"VLOOKUP('1. Eff Raw Data'!S5346,'CAS#check'!A$2:A$190,1,FALSE)","v":{"$error":"#N/A"}},1]
[null,null,{"$f":"VLOOKUP('1. Eff Raw Data'!S5347,'CAS#check'!A$2:A$190,1,FALSE)","v":{"$error":"#N/A"}},1]
[null,null,{"$f":"VLOOKUP('1. Eff Raw Data'!S5348,'CAS#check'!A$2:A$190,1,FALSE)","v":{"$error":"#N/A"}},1]
[null,null,{"$f":"VLOOKUP('1. Eff Raw Data'!S5349,'CAS#check'!A$2:A$190,1,FALSE)","v":{"$error":"#N/A"}},1]
[null,null,{"$f":"VLOOKUP('1. Eff Raw Data'!S5350,'CAS#check'!A$2:A$190,1,FALSE)","v":{"$error":"#N/A"}},1]
[null,null,{"$f":"VLOOKUP('1. Eff Raw Data'!S5351,'CAS#check'!A$2:A$190,1,FALSE)","v":{"$error":"#N/A"}},1]
[null,null,{"$f":"VLOOKUP('1. Eff Raw Data'!S5352,'CAS#check'!A$2:A$190,1,FALSE)","v":{"$error":"#N/A"}},1]
[null,null,{"$f":"VLOOKUP('1. Eff Raw Data'!S5353,'CAS#check'!A$2:A$190,1,FALSE)","v":{"$error":"#N/A"}},1]
[null,null,{"$f":"VLOOKUP('1. Eff Raw Data'!S5354,'CAS#check'!A$2:A$190,1,FALSE)","v":{"$error":"#N/A"}},1]
[null,null,{"$f":"VLOOKUP('1. Eff Raw Data'!S5355,'CAS#check'!A$2:A$190,1,FALSE)","v":{"$error":"#N/A"}},1]
[null,null,{"$f":"VLOOKUP('1. Eff Raw Data'!S5356,'CAS#check'!A$2:A$190,1,FALSE)","v":{"$error":"#N/A"}},1]
[null,null,{"$f":"VLOOKUP('1. Eff Raw Data'!S5357,'CAS#check'!A$2:A$190,1,FALSE)","v":{"$error":"#N/A"}},1]
[null,null,{"$f":"VLOOKUP('1. Eff Raw Data'!S5358,'CAS#check'!A$2:A$190,1,FALSE)","v":{"$error":"#N/A"}},1]
[null,null,{"$f":"VLOOKUP('1. Eff Raw Data'!S5359,'CAS#check'!A$2:A$190,1,FALSE)","v":{"$error":"#N/A"}},1]
[null,null,{"$f":"VLOOKUP('1. Eff Raw Data'!S5360,'CAS#check'!A$2:A$190,1,FALSE)","v":{"$error":"#N/A"}},1]
[null,null,{"$f":"VLOOKUP('1. Eff Raw Data'!S5361,'CAS#check'!A$2:A$190,1,FALSE)","v":{"$error":"#N/A"}},1]
[null,null,{"$f":"VLOOKUP('1. Eff Raw Data'!S5362,'CAS#check'!A$2:A$190,1,FALSE)","v":{"$error":"#N/A"}},1]
[null,null,{"$f":"VLOOKUP('1. Eff Raw Data'!S5363,'CAS#check'!A$2:A$190,1,FALSE)","v":{"$error":"#N/A"}},1]
[null,null,{"$f":"VLOOKUP('1. Eff Raw Data'!S5364,'CAS#check'!A$2:A$190,1,FALSE)","v":{"$error":"#N/A"}},1]
[null,null,{"$f":"VLOOKUP('1. Eff Raw Data'!S5365,'CAS#check'!A$2:A$190,1,FALSE)","v":{"$error":"#N/A"}},1]
[null,null,{"$f":"VLOOKUP('1. Eff Raw Data'!S5366,'CAS#check'!A$2:A$190,1,FALSE)","v":{"$error":"#N/A"}},1]
[null,null,{"$f":"VLOOKUP('1. Eff Raw Data'!S5367,'CAS#check'!A$2:A$190,1,FALSE)","v":{"$error":"#N/A"}},1]
[null,null,{"$f":"VLOOKUP('1. Eff Raw Data'!S5368,'CAS#check'!A$2:A$190,1,FALSE)","v":{"$error":"#N/A"}},1]
[null,null,{"$f":"VLOOKUP('1. Eff Raw Data'!S5369,'CAS#check'!A$2:A$190,1,FALSE)","v":{"$error":"#N/A"}},1]
[null,null,{"$f":"VLOOKUP('1. Eff Raw Data'!S5370,'CAS#check'!A$2:A$190,1,FALSE)","v":{"$error":"#N/A"}},1]
[null,null,{"$f":"VLOOKUP('1. Eff Raw Data'!S5371,'CAS#check'!A$2:A$190,1,FALSE)","v":{"$error":"#N/A"}},1]
[null,null,{"$f":"VLOOKUP('1. Eff Raw Data'!S5372,'CAS#check'!A$2:A$190,1,FALSE)","v":{"$error":"#N/A"}},1]
[null,null,{"$f":"VLOOKUP('1. Eff Raw Data'!S5373,'CAS#check'!A$2:A$190,1,FALSE)","v":{"$error":"#N/A"}},{"$f":"IFERROR(_xlfn.IFNA(0*C5373,1),0)","v":1}]
[null,null,{"$f":"VLOOKUP('1. Eff Raw Data'!S5374,'CAS#check'!A$2:A$190,1,FALSE)","v":{"$error":"#N/A"}},1]
[null,null,{"$f":"VLOOKUP('1. Eff Raw Data'!S5375,'CAS#check'!A$2:A$190,1,FALSE)","v":{"$error":"#N/A"}},1]
[null,null,{"$f":"VLOOKUP('1. Eff Raw Data'!S5376,'CAS#check'!A$2:A$190,1,FALSE)","v":{"$error":"#N/A"}},1]
[null,null,{"$f":"VLOOKUP('1. Eff Raw Data'!S5377,'CAS#check'!A$2:A$190,1,FALSE)","v":{"$error":"#N/A"}},1]
[null,null,{"$f":"VLOOKUP('1. Eff Raw Data'!S5378,'CAS#check'!A$2:A$190,1,FALSE)","v":{"$error":"#N/A"}},1]
[null,null,{"$f":"VLOOKUP('1. Eff Raw Data'!S5379,'CAS#check'!A$2:A$190,1,FALSE)","v":{"$error":"#N/A"}},1]
[null,null,{"$f":"VLOOKUP('1. Eff Raw Data'!S5380,'CAS#check'!A$2:A$190,1,FALSE)","v":{"$error":"#N/A"}},1]
[null,null,{"$f":"VLOOKUP('1. Eff Raw Data'!S5381,'CAS#check'!A$2:A$190,1,FALSE)","v":{"$error":"#N/A"}},1]
[null,null,{"$f":"VLOOKUP('1. Eff Raw Data'!S5382,'CAS#check'!A$2:A$190,1,FALSE)","v":{"$error":"#N/A"}},1]
[null,null,{"$f":"VLOOKUP('1. Eff Raw Data'!S5383,'CAS#check'!A$2:A$190,1,FALSE)","v":{"$error":"#N/A"}},1]
[null,null,{"$f":"VLOOKUP('1. Eff Raw Data'!S5384,'CAS#check'!A$2:A$190,1,FALSE)","v":{"$error":"#N/A"}},1]
[null,null,{"$f":"VLOOKUP('1. Eff Raw Data'!S5385,'CAS#check'!A$2:A$190,1,FALSE)","v":{"$error":"#N/A"}},1]
[null,null,{"$f":"VLOOKUP('1. Eff Raw Data'!S5386,'CAS#check'!A$2:A$190,1,FALSE)","v":{"$error":"#N/A"}},1]
[null,null,{"$f":"VLOOKUP('1. Eff Raw Data'!S5387,'CAS#check'!A$2:A$190,1,FALSE)","v":{"$error":"#N/A"}},1]
[null,null,{"$f":"VLOOKUP('1. Eff Raw Data'!S5388,'CAS#check'!A$2:A$190,1,FALSE)","v":{"$error":"#N/A"}},1]
[null,null,{"$f":"VLOOKUP('1. Eff Raw Data'!S5389,'CAS#check'!A$2:A$190,1,FALSE)","v":{"$error":"#N/A"}},1]
[null,null,{"$f":"VLOOKUP('1. Eff Raw Data'!S5390,'CAS#check'!A$2:A$190,1,FALSE)","v":{"$error":"#N/A"}},1]
[null,null,{"$f":"VLOOKUP('1. Eff Raw Data'!S5391,'CAS#check'!A$2:A$190,1,FALSE)","v":{"$error":"#N/A"}},1]
[null,null,{"$f":"VLOOKUP('1. Eff Raw Data'!S5392,'CAS#check'!A$2:A$190,1,FALSE)","v":{"$error":"#N/A"}},1]
[null,null,{"$f":"VLOOKUP('1. Eff Raw Data'!S5393,'CAS#check'!A$2:A$190,1,FALSE)","v":{"$error":"#N/A"}},1]
[null,null,{"$f":"VLOOKUP('1. Eff Raw Data'!S5394,'CAS#check'!A$2:A$190,1,FALSE)","v":{"$error":"#N/A"}},1]
[null,null,{"$f":"VLOOKUP('1. Eff Raw Data'!S5395,'CAS#check'!A$2:A$190,1,FALSE)","v":{"$error":"#N/A"}},1]
[null,null,{"$f":"VLOOKUP('1. Eff Raw Data'!S5396,'CAS#check'!A$2:A$190,1,FALSE)","v":{"$error":"#N/A"}},1]
[null,null,{"$f":"VLOOKUP('1. Eff Raw Data'!S5397,'CAS#check'!A$2:A$190,1,FALSE)","v":{"$error":"#N/A"}},1]
[null,null,{"$f":"VLOOKUP('1. Eff Raw Data'!S5398,'CAS#check'!A$2:A$190,1,FALSE)","v":{"$error":"#N/A"}},1]
[null,null,{"$f":"VLOOKUP('1. Eff Raw Data'!S5399,'CAS#check'!A$2:A$190,1,FALSE)","v":{"$error":"#N/A"}},1]
[null,null,{"$f":"VLOOKUP('1. Eff Raw Data'!S5400,'CAS#check'!A$2:A$190,1,FALSE)","v":{"$error":"#N/A"}},1]
[null,null,{"$f":"VLOOKUP('1. Eff Raw Data'!S5401,'CAS#check'!A$2:A$190,1,FALSE)","v":{"$error":"#N/A"}},1]
[null,null,{"$f":"VLOOKUP('1. Eff Raw Data'!S5402,'CAS#check'!A$2:A$190,1,FALSE)","v":{"$error":"#N/A"}},1]
[null,null,{"$f":"VLOOKUP('1. Eff Raw Data'!S5403,'CAS#check'!A$2:A$190,1,FALSE)","v":{"$error":"#N/A"}},1]
[null,null,{"$f":"VLOOKUP('1. Eff Raw Data'!S5404,'CAS#check'!A$2:A$190,1,FALSE)","v":{"$error":"#N/A"}},1]
[null,null,{"$f":"VLOOKUP('1. Eff Raw Data'!S5405,'CAS#check'!A$2:A$190,1,FALSE)","v":{"$error":"#N/A"}},1]
[null,null,{"$f":"VLOOKUP('1. Eff Raw Data'!S5406,'CAS#check'!A$2:A$190,1,FALSE)","v":{"$error":"#N/A"}},1]
[null,null,{"$f":"VLOOKUP('1. Eff Raw Data'!S5407,'CAS#check'!A$2:A$190,1,FALSE)","v":{"$error":"#N/A"}},1]
[null,null,{"$f":"VLOOKUP('1. Eff Raw Data'!S5408,'CAS#check'!A$2:A$190,1,FALSE)","v":{"$error":"#N/A"}},1]
[null,null,{"$f":"VLOOKUP('1. Eff Raw Data'!S5409,'CAS#check'!A$2:A$190,1,FALSE)","v":{"$error":"#N/A"}},1]
[null,null,{"$f":"VLOOKUP('1. Eff Raw Data'!S5410,'CAS#check'!A$2:A$190,1,FALSE)","v":{"$error":"#N/A"}},1]
[null,null,{"$f":"VLOOKUP('1. Eff Raw Data'!S5411,'CAS#check'!A$2:A$190,1,FALSE)","v":{"$error":"#N/A"}},1]
[null,null,{"$f":"VLOOKUP('1. Eff Raw Data'!S5412,'CAS#check'!A$2:A$190,1,FALSE)","v":{"$error":"#N/A"}},1]
[null,null,{"$f":"VLOOKUP('1. Eff Raw Data'!S5413,'CAS#check'!A$2:A$190,1,FALSE)","v":{"$error":"#N/A"}},1]
[null,null,{"$f":"VLOOKUP('1. Eff Raw Data'!S5414,'CAS#check'!A$2:A$190,1,FALSE)","v":{"$error":"#N/A"}},1]
[null,null,{"$f":"VLOOKUP('1. Eff Raw Data'!S5415,'CAS#check'!A$2:A$190,1,FALSE)","v":{"$error":"#N/A"}},1]
[null,null,{"$f":"VLOOKUP('1. Eff Raw Data'!S5416,'CAS#check'!A$2:A$190,1,FALSE)","v":{"$error":"#N/A"}},1]
[null,null,{"$f":"VLOOKUP('1. Eff Raw Data'!S5417,'CAS#check'!A$2:A$190,1,FALSE)","v":{"$error":"#N/A"}},1]
[null,null,{"$f":"VLOOKUP('1. Eff Raw Data'!S5418,'CAS#check'!A$2:A$190,1,FALSE)","v":{"$error":"#N/A"}},1]
[null,null,{"$f":"VLOOKUP('1. Eff Raw Data'!S5419,'CAS#check'!A$2:A$190,1,FALSE)","v":{"$error":"#N/A"}},1]
[null,null,{"$f":"VLOOKUP('1. Eff Raw Data'!S5420,'CAS#check'!A$2:A$190,1,FALSE)","v":{"$error":"#N/A"}},1]
[null,null,{"$f":"VLOOKUP('1. Eff Raw Data'!S5421,'CAS#check'!A$2:A$190,1,FALSE)","v":{"$error":"#N/A"}},1]
[null,null,{"$f":"VLOOKUP('1. Eff Raw Data'!S5422,'CAS#check'!A$2:A$190,1,FALSE)","v":{"$error":"#N/A"}},1]
[null,null,{"$f":"VLOOKUP('1. Eff Raw Data'!S5423,'CAS#check'!A$2:A$190,1,FALSE)","v":{"$error":"#N/A"}},1]
[null,null,{"$f":"VLOOKUP('1. Eff Raw Data'!S5424,'CAS#check'!A$2:A$190,1,FALSE)","v":{"$error":"#N/A"}},1]
[null,null,{"$f":"VLOOKUP('1. Eff Raw Data'!S5425,'CAS#check'!A$2:A$190,1,FALSE)","v":{"$error":"#N/A"}},1]
[null,null,{"$f":"VLOOKUP('1. Eff Raw Data'!S5426,'CAS#check'!A$2:A$190,1,FALSE)","v":{"$error":"#N/A"}},1]
[null,null,{"$f":"VLOOKUP('1. Eff Raw Data'!S5427,'CAS#check'!A$2:A$190,1,FALSE)","v":{"$error":"#N/A"}},1]
[null,null,{"$f":"VLOOKUP('1. Eff Raw Data'!S5428,'CAS#check'!A$2:A$190,1,FALSE)","v":{"$error":"#N/A"}},1]
[null,null,{"$f":"VLOOKUP('1. Eff Raw Data'!S5429,'CAS#check'!A$2:A$190,1,FALSE)","v":{"$error":"#N/A"}},1]
[null,null,{"$f":"VLOOKUP('1. Eff Raw Data'!S5430,'CAS#check'!A$2:A$190,1,FALSE)","v":{"$error":"#N/A"}},1]
[null,null,{"$f":"VLOOKUP('1. Eff Raw Data'!S5431,'CAS#check'!A$2:A$190,1,FALSE)","v":{"$error":"#N/A"}},1]
[null,null,{"$f":"VLOOKUP('1. Eff Raw Data'!S5432,'CAS#check'!A$2:A$190,1,FALSE)","v":{"$error":"#N/A"}},1]
[null,null,{"$f":"VLOOKUP('1. Eff Raw Data'!S5433,'CAS#check'!A$2:A$190,1,FALSE)","v":{"$error":"#N/A"}},1]
[null,null,{"$f":"VLOOKUP('1. Eff Raw Data'!S5434,'CAS#check'!A$2:A$190,1,FALSE)","v":{"$error":"#N/A"}},1]
[null,null,{"$f":"VLOOKUP('1. Eff Raw Data'!S5435,'CAS#check'!A$2:A$190,1,FALSE)","v":{"$error":"#N/A"}},1]
[null,null,{"$f":"VLOOKUP('1. Eff Raw Data'!S5436,'CAS#check'!A$2:A$190,1,FALSE)","v":{"$error":"#N/A"}},1]
[null,null,{"$f":"VLOOKUP('1. Eff Raw Data'!S5437,'CAS#check'!A$2:A$190,1,FALSE)","v":{"$error":"#N/A"}},{"$f":"IFERROR(_xlfn.IFNA(0*C5437,1),0)","v":1}]
[null,null,{"$f":"VLOOKUP('1. Eff Raw Data'!S5438,'CAS#check'!A$2:A$190,1,FALSE)","v":{"$error":"#N/A"}},1]
[null,null,{"$f":"VLOOKUP('1. Eff Raw Data'!S5439,'CAS#check'!A$2:A$190,1,FALSE)","v":{"$error":"#N/A"}},1]
[null,null,{"$f":"VLOOKUP('1. Eff Raw Data'!S5440,'CAS#check'!A$2:A$190,1,FALSE)","v":{"$error":"#N/A"}},1]
[null,null,{"$f":"VLOOKUP('1. Eff Raw Data'!S5441,'CAS#check'!A$2:A$190,1,FALSE)","v":{"$error":"#N/A"}},1]
[null,null,{"$f":"VLOOKUP('1. Eff Raw Data'!S5442,'CAS#check'!A$2:A$190,1,FALSE)","v":{"$error":"#N/A"}},1]
[null,null,{"$f":"VLOOKUP('1. Eff Raw Data'!S5443,'CAS#check'!A$2:A$190,1,FALSE)","v":{"$error":"#N/A"}},1]
[null,null,{"$f":"VLOOKUP('1. Eff Raw Data'!S5444,'CAS#check'!A$2:A$190,1,FALSE)","v":{"$error":"#N/A"}},1]
[null,null,{"$f":"VLOOKUP('1. Eff Raw Data'!S5445,'CAS#check'!A$2:A$190,1,FALSE)","v":{"$error":"#N/A"}},1]
[null,null,{"$f":"VLOOKUP('1. Eff Raw Data'!S5446,'CAS#check'!A$2:A$190,1,FALSE)","v":{"$error":"#N/A"}},1]
[null,null,{"$f":"VLOOKUP('1. Eff Raw Data'!S5447,'CAS#check'!A$2:A$190,1,FALSE)","v":{"$error":"#N/A"}},1]
[null,null,{"$f":"VLOOKUP('1. Eff Raw Data'!S5448,'CAS#check'!A$2:A$190,1,FALSE)","v":{"$error":"#N/A"}},1]
[null,null,{"$f":"VLOOKUP('1. Eff Raw Data'!S5449,'CAS#check'!A$2:A$190,1,FALSE)","v":{"$error":"#N/A"}},1]
[null,null,{"$f":"VLOOKUP('1. Eff Raw Data'!S5450,'CAS#check'!A$2:A$190,1,FALSE)","v":{"$error":"#N/A"}},1]
[null,null,{"$f":"VLOOKUP('1. Eff Raw Data'!S5451,'CAS#check'!A$2:A$190,1,FALSE)","v":{"$error":"#N/A"}},1]
[null,null,{"$f":"VLOOKUP('1. Eff Raw Data'!S5452,'CAS#check'!A$2:A$190,1,FALSE)","v":{"$error":"#N/A"}},1]
[null,null,{"$f":"VLOOKUP('1. Eff Raw Data'!S5453,'CAS#check'!A$2:A$190,1,FALSE)","v":{"$error":"#N/A"}},1]
[null,null,{"$f":"VLOOKUP('1. Eff Raw Data'!S5454,'CAS#check'!A$2:A$190,1,FALSE)","v":{"$error":"#N/A"}},1]
[null,null,{"$f":"VLOOKUP('1. Eff Raw Data'!S5455,'CAS#check'!A$2:A$190,1,FALSE)","v":{"$error":"#N/A"}},1]
[null,null,{"$f":"VLOOKUP('1. Eff Raw Data'!S5456,'CAS#check'!A$2:A$190,1,FALSE)","v":{"$error":"#N/A"}},1]
[null,null,{"$f":"VLOOKUP('1. Eff Raw Data'!S5457,'CAS#check'!A$2:A$190,1,FALSE)","v":{"$error":"#N/A"}},1]
[null,null,{"$f":"VLOOKUP('1. Eff Raw Data'!S5458,'CAS#check'!A$2:A$190,1,FALSE)","v":{"$error":"#N/A"}},1]
[null,null,{"$f":"VLOOKUP('1. Eff Raw Data'!S5459,'CAS#check'!A$2:A$190,1,FALSE)","v":{"$error":"#N/A"}},1]
[null,null,{"$f":"VLOOKUP('1. Eff Raw Data'!S5460,'CAS#check'!A$2:A$190,1,FALSE)","v":{"$error":"#N/A"}},1]
[null,null,{"$f":"VLOOKUP('1. Eff Raw Data'!S5461,'CAS#check'!A$2:A$190,1,FALSE)","v":{"$error":"#N/A"}},1]
[null,null,{"$f":"VLOOKUP('1. Eff Raw Data'!S5462,'CAS#check'!A$2:A$190,1,FALSE)","v":{"$error":"#N/A"}},1]
[null,null,{"$f":"VLOOKUP('1. Eff Raw Data'!S5463,'CAS#check'!A$2:A$190,1,FALSE)","v":{"$error":"#N/A"}},1]
[null,null,{"$f":"VLOOKUP('1. Eff Raw Data'!S5464,'CAS#check'!A$2:A$190,1,FALSE)","v":{"$error":"#N/A"}},1]
[null,null,{"$f":"VLOOKUP('1. Eff Raw Data'!S5465,'CAS#check'!A$2:A$190,1,FALSE)","v":{"$error":"#N/A"}},1]
[null,null,{"$f":"VLOOKUP('1. Eff Raw Data'!S5466,'CAS#check'!A$2:A$190,1,FALSE)","v":{"$error":"#N/A"}},1]
[null,null,{"$f":"VLOOKUP('1. Eff Raw Data'!S5467,'CAS#check'!A$2:A$190,1,FALSE)","v":{"$error":"#N/A"}},1]
[null,null,{"$f":"VLOOKUP('1. Eff Raw Data'!S5468,'CAS#check'!A$2:A$190,1,FALSE)","v":{"$error":"#N/A"}},1]
[null,null,{"$f":"VLOOKUP('1. Eff Raw Data'!S5469,'CAS#check'!A$2:A$190,1,FALSE)","v":{"$error":"#N/A"}},1]
[null,null,{"$f":"VLOOKUP('1. Eff Raw Data'!S5470,'CAS#check'!A$2:A$190,1,FALSE)","v":{"$error":"#N/A"}},1]
[null,null,{"$f":"VLOOKUP('1. Eff Raw Data'!S5471,'CAS#check'!A$2:A$190,1,FALSE)","v":{"$error":"#N/A"}},1]
[null,null,{"$f":"VLOOKUP('1. Eff Raw Data'!S5472,'CAS#check'!A$2:A$190,1,FALSE)","v":{"$error":"#N/A"}},1]
[null,null,{"$f":"VLOOKUP('1. Eff Raw Data'!S5473,'CAS#check'!A$2:A$190,1,FALSE)","v":{"$error":"#N/A"}},1]
[null,null,{"$f":"VLOOKUP('1. Eff Raw Data'!S5474,'CAS#check'!A$2:A$190,1,FALSE)","v":{"$error":"#N/A"}},1]
[null,null,{"$f":"VLOOKUP('1. Eff Raw Data'!S5475,'CAS#check'!A$2:A$190,1,FALSE)","v":{"$error":"#N/A"}},1]
[null,null,{"$f":"VLOOKUP('1. Eff Raw Data'!S5476,'CAS#check'!A$2:A$190,1,FALSE)","v":{"$error":"#N/A"}},1]
[null,null,{"$f":"VLOOKUP('1. Eff Raw Data'!S5477,'CAS#check'!A$2:A$190,1,FALSE)","v":{"$error":"#N/A"}},1]
[null,null,{"$f":"VLOOKUP('1. Eff Raw Data'!S5478,'CAS#check'!A$2:A$190,1,FALSE)","v":{"$error":"#N/A"}},1]
[null,null,{"$f":"VLOOKUP('1. Eff Raw Data'!S5479,'CAS#check'!A$2:A$190,1,FALSE)","v":{"$error":"#N/A"}},1]
[null,null,{"$f":"VLOOKUP('1. Eff Raw Data'!S5480,'CAS#check'!A$2:A$190,1,FALSE)","v":{"$error":"#N/A"}},1]
[null,null,{"$f":"VLOOKUP('1. Eff Raw Data'!S5481,'CAS#check'!A$2:A$190,1,FALSE)","v":{"$error":"#N/A"}},1]
[null,null,{"$f":"VLOOKUP('1. Eff Raw Data'!S5482,'CAS#check'!A$2:A$190,1,FALSE)","v":{"$error":"#N/A"}},1]
[null,null,{"$f":"VLOOKUP('1. Eff Raw Data'!S5483,'CAS#check'!A$2:A$190,1,FALSE)","v":{"$error":"#N/A"}},1]
[null,null,{"$f":"VLOOKUP('1. Eff Raw Data'!S5484,'CAS#check'!A$2:A$190,1,FALSE)","v":{"$error":"#N/A"}},1]
[null,null,{"$f":"VLOOKUP('1. Eff Raw Data'!S5485,'CAS#check'!A$2:A$190,1,FALSE)","v":{"$error":"#N/A"}},1]
[null,null,{"$f":"VLOOKUP('1. Eff Raw Data'!S5486,'CAS#check'!A$2:A$190,1,FALSE)","v":{"$error":"#N/A"}},1]
[null,null,{"$f":"VLOOKUP('1. Eff Raw Data'!S5487,'CAS#check'!A$2:A$190,1,FALSE)","v":{"$error":"#N/A"}},1]
[null,null,{"$f":"VLOOKUP('1. Eff Raw Data'!S5488,'CAS#check'!A$2:A$190,1,FALSE)","v":{"$error":"#N/A"}},1]
[null,null,{"$f":"VLOOKUP('1. Eff Raw Data'!S5489,'CAS#check'!A$2:A$190,1,FALSE)","v":{"$error":"#N/A"}},1]
[null,null,{"$f":"VLOOKUP('1. Eff Raw Data'!S5490,'CAS#check'!A$2:A$190,1,FALSE)","v":{"$error":"#N/A"}},1]
[null,null,{"$f":"VLOOKUP('1. Eff Raw Data'!S5491,'CAS#check'!A$2:A$190,1,FALSE)","v":{"$error":"#N/A"}},1]
[null,null,{"$f":"VLOOKUP('1. Eff Raw Data'!S5492,'CAS#check'!A$2:A$190,1,FALSE)","v":{"$error":"#N/A"}},1]
[null,null,{"$f":"VLOOKUP('1. Eff Raw Data'!S5493,'CAS#check'!A$2:A$190,1,FALSE)","v":{"$error":"#N/A"}},1]
[null,null,{"$f":"VLOOKUP('1. Eff Raw Data'!S5494,'CAS#check'!A$2:A$190,1,FALSE)","v":{"$error":"#N/A"}},1]
[null,null,{"$f":"VLOOKUP('1. Eff Raw Data'!S5495,'CAS#check'!A$2:A$190,1,FALSE)","v":{"$error":"#N/A"}},1]
[null,null,{"$f":"VLOOKUP('1. Eff Raw Data'!S5496,'CAS#check'!A$2:A$190,1,FALSE)","v":{"$error":"#N/A"}},1]
[null,null,{"$f":"VLOOKUP('1. Eff Raw Data'!S5497,'CAS#check'!A$2:A$190,1,FALSE)","v":{"$error":"#N/A"}},1]
[null,null,{"$f":"VLOOKUP('1. Eff Raw Data'!S5498,'CAS#check'!A$2:A$190,1,FALSE)","v":{"$error":"#N/A"}},1]
[null,null,{"$f":"VLOOKUP('1. Eff Raw Data'!S5499,'CAS#check'!A$2:A$190,1,FALSE)","v":{"$error":"#N/A"}},1]
[null,null,{"$f":"VLOOKUP('1. Eff Raw Data'!S5500,'CAS#check'!A$2:A$190,1,FALSE)","v":{"$error":"#N/A"}},1]
[null,null,{"$f":"VLOOKUP('1. Eff Raw Data'!S5501,'CAS#check'!A$2:A$190,1,FALSE)","v":{"$error":"#N/A"}},{"$f":"IFERROR(_xlfn.IFNA(0*C5501,1),0)","v":1}]
[null,null,{"$f":"VLOOKUP('1. Eff Raw Data'!S5502,'CAS#check'!A$2:A$190,1,FALSE)","v":{"$error":"#N/A"}},1]
[null,null,{"$f":"VLOOKUP('1. Eff Raw Data'!S5503,'CAS#check'!A$2:A$190,1,FALSE)","v":{"$error":"#N/A"}},1]
[null,null,{"$f":"VLOOKUP('1. Eff Raw Data'!S5504,'CAS#check'!A$2:A$190,1,FALSE)","v":{"$error":"#N/A"}},1]
[null,null,{"$f":"VLOOKUP('1. Eff Raw Data'!S5505,'CAS#check'!A$2:A$190,1,FALSE)","v":{"$error":"#N/A"}},1]
[null,null,{"$f":"VLOOKUP('1. Eff Raw Data'!S5506,'CAS#check'!A$2:A$190,1,FALSE)","v":{"$error":"#N/A"}},1]
[null,null,{"$f":"VLOOKUP('1. Eff Raw Data'!S5507,'CAS#check'!A$2:A$190,1,FALSE)","v":{"$error":"#N/A"}},1]
[null,null,{"$f":"VLOOKUP('1. Eff Raw Data'!S5508,'CAS#check'!A$2:A$190,1,FALSE)","v":{"$error":"#N/A"}},1]
[null,null,{"$f":"VLOOKUP('1. Eff Raw Data'!S5509,'CAS#check'!A$2:A$190,1,FALSE)","v":{"$error":"#N/A"}},1]
[null,null,{"$f":"VLOOKUP('1. Eff Raw Data'!S5510,'CAS#check'!A$2:A$190,1,FALSE)","v":{"$error":"#N/A"}},1]
[null,null,{"$f":"VLOOKUP('1. Eff Raw Data'!S5511,'CAS#check'!A$2:A$190,1,FALSE)","v":{"$error":"#N/A"}},1]
[null,null,{"$f":"VLOOKUP('1. Eff Raw Data'!S5512,'CAS#check'!A$2:A$190,1,FALSE)","v":{"$error":"#N/A"}},1]
[null,null,{"$f":"VLOOKUP('1. Eff Raw Data'!S5513,'CAS#check'!A$2:A$190,1,FALSE)","v":{"$error":"#N/A"}},1]
[null,null,{"$f":"VLOOKUP('1. Eff Raw Data'!S5514,'CAS#check'!A$2:A$190,1,FALSE)","v":{"$error":"#N/A"}},1]
[null,null,{"$f":"VLOOKUP('1. Eff Raw Data'!S5515,'CAS#check'!A$2:A$190,1,FALSE)","v":{"$error":"#N/A"}},1]
[null,null,{"$f":"VLOOKUP('1. Eff Raw Data'!S5516,'CAS#check'!A$2:A$190,1,FALSE)","v":{"$error":"#N/A"}},1]
[null,null,{"$f":"VLOOKUP('1. Eff Raw Data'!S5517,'CAS#check'!A$2:A$190,1,FALSE)","v":{"$error":"#N/A"}},1]
[null,null,{"$f":"VLOOKUP('1. Eff Raw Data'!S5518,'CAS#check'!A$2:A$190,1,FALSE)","v":{"$error":"#N/A"}},1]
[null,null,{"$f":"VLOOKUP('1. Eff Raw Data'!S5519,'CAS#check'!A$2:A$190,1,FALSE)","v":{"$error":"#N/A"}},1]
[null,null,{"$f":"VLOOKUP('1. Eff Raw Data'!S5520,'CAS#check'!A$2:A$190,1,FALSE)","v":{"$error":"#N/A"}},1]
[null,null,{"$f":"VLOOKUP('1. Eff Raw Data'!S5521,'CAS#check'!A$2:A$190,1,FALSE)","v":{"$error":"#N/A"}},1]
[null,null,{"$f":"VLOOKUP('1. Eff Raw Data'!S5522,'CAS#check'!A$2:A$190,1,FALSE)","v":{"$error":"#N/A"}},1]
[null,null,{"$f":"VLOOKUP('1. Eff Raw Data'!S5523,'CAS#check'!A$2:A$190,1,FALSE)","v":{"$error":"#N/A"}},1]
[null,null,{"$f":"VLOOKUP('1. Eff Raw Data'!S5524,'CAS#check'!A$2:A$190,1,FALSE)","v":{"$error":"#N/A"}},1]
[null,null,{"$f":"VLOOKUP('1. Eff Raw Data'!S5525,'CAS#check'!A$2:A$190,1,FALSE)","v":{"$error":"#N/A"}},1]
[null,null,{"$f":"VLOOKUP('1. Eff Raw Data'!S5526,'CAS#check'!A$2:A$190,1,FALSE)","v":{"$error":"#N/A"}},1]
[null,null,{"$f":"VLOOKUP('1. Eff Raw Data'!S5527,'CAS#check'!A$2:A$190,1,FALSE)","v":{"$error":"#N/A"}},1]
[null,null,{"$f":"VLOOKUP('1. Eff Raw Data'!S5528,'CAS#check'!A$2:A$190,1,FALSE)","v":{"$error":"#N/A"}},1]
[null,null,{"$f":"VLOOKUP('1. Eff Raw Data'!S5529,'CAS#check'!A$2:A$190,1,FALSE)","v":{"$error":"#N/A"}},1]
[null,null,{"$f":"VLOOKUP('1. Eff Raw Data'!S5530,'CAS#check'!A$2:A$190,1,FALSE)","v":{"$error":"#N/A"}},1]
[null,null,{"$f":"VLOOKUP('1. Eff Raw Data'!S5531,'CAS#check'!A$2:A$190,1,FALSE)","v":{"$error":"#N/A"}},1]
[null,null,{"$f":"VLOOKUP('1. Eff Raw Data'!S5532,'CAS#check'!A$2:A$190,1,FALSE)","v":{"$error":"#N/A"}},1]
[null,null,{"$f":"VLOOKUP('1. Eff Raw Data'!S5533,'CAS#check'!A$2:A$190,1,FALSE)","v":{"$error":"#N/A"}},1]
[null,null,{"$f":"VLOOKUP('1. Eff Raw Data'!S5534,'CAS#check'!A$2:A$190,1,FALSE)","v":{"$error":"#N/A"}},1]
[null,null,{"$f":"VLOOKUP('1. Eff Raw Data'!S5535,'CAS#check'!A$2:A$190,1,FALSE)","v":{"$error":"#N/A"}},1]
[null,null,{"$f":"VLOOKUP('1. Eff Raw Data'!S5536,'CAS#check'!A$2:A$190,1,FALSE)","v":{"$error":"#N/A"}},1]
[null,null,{"$f":"VLOOKUP('1. Eff Raw Data'!S5537,'CAS#check'!A$2:A$190,1,FALSE)","v":{"$error":"#N/A"}},1]
[null,null,{"$f":"VLOOKUP('1. Eff Raw Data'!S5538,'CAS#check'!A$2:A$190,1,FALSE)","v":{"$error":"#N/A"}},1]
[null,null,{"$f":"VLOOKUP('1. Eff Raw Data'!S5539,'CAS#check'!A$2:A$190,1,FALSE)","v":{"$error":"#N/A"}},1]
[null,null,{"$f":"VLOOKUP('1. Eff Raw Data'!S5540,'CAS#check'!A$2:A$190,1,FALSE)","v":{"$error":"#N/A"}},1]
[null,null,{"$f":"VLOOKUP('1. Eff Raw Data'!S5541,'CAS#check'!A$2:A$190,1,FALSE)","v":{"$error":"#N/A"}},1]
[null,null,{"$f":"VLOOKUP('1. Eff Raw Data'!S5542,'CAS#check'!A$2:A$190,1,FALSE)","v":{"$error":"#N/A"}},1]
[null,null,{"$f":"VLOOKUP('1. Eff Raw Data'!S5543,'CAS#check'!A$2:A$190,1,FALSE)","v":{"$error":"#N/A"}},1]
[null,null,{"$f":"VLOOKUP('1. Eff Raw Data'!S5544,'CAS#check'!A$2:A$190,1,FALSE)","v":{"$error":"#N/A"}},1]
[null,null,{"$f":"VLOOKUP('1. Eff Raw Data'!S5545,'CAS#check'!A$2:A$190,1,FALSE)","v":{"$error":"#N/A"}},1]
[null,null,{"$f":"VLOOKUP('1. Eff Raw Data'!S5546,'CAS#check'!A$2:A$190,1,FALSE)","v":{"$error":"#N/A"}},1]
[null,null,{"$f":"VLOOKUP('1. Eff Raw Data'!S5547,'CAS#check'!A$2:A$190,1,FALSE)","v":{"$error":"#N/A"}},1]
[null,null,{"$f":"VLOOKUP('1. Eff Raw Data'!S5548,'CAS#check'!A$2:A$190,1,FALSE)","v":{"$error":"#N/A"}},1]
[null,null,{"$f":"VLOOKUP('1. Eff Raw Data'!S5549,'CAS#check'!A$2:A$190,1,FALSE)","v":{"$error":"#N/A"}},1]
[null,null,{"$f":"VLOOKUP('1. Eff Raw Data'!S5550,'CAS#check'!A$2:A$190,1,FALSE)","v":{"$error":"#N/A"}},1]
[null,null,{"$f":"VLOOKUP('1. Eff Raw Data'!S5551,'CAS#check'!A$2:A$190,1,FALSE)","v":{"$error":"#N/A"}},1]
[null,null,{"$f":"VLOOKUP('1. Eff Raw Data'!S5552,'CAS#check'!A$2:A$190,1,FALSE)","v":{"$error":"#N/A"}},1]
[null,null,{"$f":"VLOOKUP('1. Eff Raw Data'!S5553,'CAS#check'!A$2:A$190,1,FALSE)","v":{"$error":"#N/A"}},1]
[null,null,{"$f":"VLOOKUP('1. Eff Raw Data'!S5554,'CAS#check'!A$2:A$190,1,FALSE)","v":{"$error":"#N/A"}},1]
[null,null,{"$f":"VLOOKUP('1. Eff Raw Data'!S5555,'CAS#check'!A$2:A$190,1,FALSE)","v":{"$error":"#N/A"}},1]
[null,null,{"$f":"VLOOKUP('1. Eff Raw Data'!S5556,'CAS#check'!A$2:A$190,1,FALSE)","v":{"$error":"#N/A"}},1]
[null,null,{"$f":"VLOOKUP('1. Eff Raw Data'!S5557,'CAS#check'!A$2:A$190,1,FALSE)","v":{"$error":"#N/A"}},1]
[null,null,{"$f":"VLOOKUP('1. Eff Raw Data'!S5558,'CAS#check'!A$2:A$190,1,FALSE)","v":{"$error":"#N/A"}},1]
[null,null,{"$f":"VLOOKUP('1. Eff Raw Data'!S5559,'CAS#check'!A$2:A$190,1,FALSE)","v":{"$error":"#N/A"}},1]
[null,null,{"$f":"VLOOKUP('1. Eff Raw Data'!S5560,'CAS#check'!A$2:A$190,1,FALSE)","v":{"$error":"#N/A"}},1]
[null,null,{"$f":"VLOOKUP('1. Eff Raw Data'!S5561,'CAS#check'!A$2:A$190,1,FALSE)","v":{"$error":"#N/A"}},1]
[null,null,{"$f":"VLOOKUP('1. Eff Raw Data'!S5562,'CAS#check'!A$2:A$190,1,FALSE)","v":{"$error":"#N/A"}},1]
[null,null,{"$f":"VLOOKUP('1. Eff Raw Data'!S5563,'CAS#check'!A$2:A$190,1,FALSE)","v":{"$error":"#N/A"}},1]
[null,null,{"$f":"VLOOKUP('1. Eff Raw Data'!S5564,'CAS#check'!A$2:A$190,1,FALSE)","v":{"$error":"#N/A"}},1]
[null,null,{"$f":"VLOOKUP('1. Eff Raw Data'!S5565,'CAS#check'!A$2:A$190,1,FALSE)","v":{"$error":"#N/A"}},{"$f":"IFERROR(_xlfn.IFNA(0*C5565,1),0)","v":1}]
[null,null,{"$f":"VLOOKUP('1. Eff Raw Data'!S5566,'CAS#check'!A$2:A$190,1,FALSE)","v":{"$error":"#N/A"}},1]
[null,null,{"$f":"VLOOKUP('1. Eff Raw Data'!S5567,'CAS#check'!A$2:A$190,1,FALSE)","v":{"$error":"#N/A"}},1]
[null,null,{"$f":"VLOOKUP('1. Eff Raw Data'!S5568,'CAS#check'!A$2:A$190,1,FALSE)","v":{"$error":"#N/A"}},1]
[null,null,{"$f":"VLOOKUP('1. Eff Raw Data'!S5569,'CAS#check'!A$2:A$190,1,FALSE)","v":{"$error":"#N/A"}},1]
[null,null,{"$f":"VLOOKUP('1. Eff Raw Data'!S5570,'CAS#check'!A$2:A$190,1,FALSE)","v":{"$error":"#N/A"}},1]
[null,null,{"$f":"VLOOKUP('1. Eff Raw Data'!S5571,'CAS#check'!A$2:A$190,1,FALSE)","v":{"$error":"#N/A"}},1]
[null,null,{"$f":"VLOOKUP('1. Eff Raw Data'!S5572,'CAS#check'!A$2:A$190,1,FALSE)","v":{"$error":"#N/A"}},1]
[null,null,{"$f":"VLOOKUP('1. Eff Raw Data'!S5573,'CAS#check'!A$2:A$190,1,FALSE)","v":{"$error":"#N/A"}},1]
[null,null,{"$f":"VLOOKUP('1. Eff Raw Data'!S5574,'CAS#check'!A$2:A$190,1,FALSE)","v":{"$error":"#N/A"}},1]
[null,null,{"$f":"VLOOKUP('1. Eff Raw Data'!S5575,'CAS#check'!A$2:A$190,1,FALSE)","v":{"$error":"#N/A"}},1]
[null,null,{"$f":"VLOOKUP('1. Eff Raw Data'!S5576,'CAS#check'!A$2:A$190,1,FALSE)","v":{"$error":"#N/A"}},1]
[null,null,{"$f":"VLOOKUP('1. Eff Raw Data'!S5577,'CAS#check'!A$2:A$190,1,FALSE)","v":{"$error":"#N/A"}},1]
[null,null,{"$f":"VLOOKUP('1. Eff Raw Data'!S5578,'CAS#check'!A$2:A$190,1,FALSE)","v":{"$error":"#N/A"}},1]
[null,null,{"$f":"VLOOKUP('1. Eff Raw Data'!S5579,'CAS#check'!A$2:A$190,1,FALSE)","v":{"$error":"#N/A"}},1]
[null,null,{"$f":"VLOOKUP('1. Eff Raw Data'!S5580,'CAS#check'!A$2:A$190,1,FALSE)","v":{"$error":"#N/A"}},1]
[null,null,{"$f":"VLOOKUP('1. Eff Raw Data'!S5581,'CAS#check'!A$2:A$190,1,FALSE)","v":{"$error":"#N/A"}},1]
[null,null,{"$f":"VLOOKUP('1. Eff Raw Data'!S5582,'CAS#check'!A$2:A$190,1,FALSE)","v":{"$error":"#N/A"}},1]
[null,null,{"$f":"VLOOKUP('1. Eff Raw Data'!S5583,'CAS#check'!A$2:A$190,1,FALSE)","v":{"$error":"#N/A"}},1]
[null,null,{"$f":"VLOOKUP('1. Eff Raw Data'!S5584,'CAS#check'!A$2:A$190,1,FALSE)","v":{"$error":"#N/A"}},1]
[null,null,{"$f":"VLOOKUP('1. Eff Raw Data'!S5585,'CAS#check'!A$2:A$190,1,FALSE)","v":{"$error":"#N/A"}},1]
[null,null,{"$f":"VLOOKUP('1. Eff Raw Data'!S5586,'CAS#check'!A$2:A$190,1,FALSE)","v":{"$error":"#N/A"}},1]
[null,null,{"$f":"VLOOKUP('1. Eff Raw Data'!S5587,'CAS#check'!A$2:A$190,1,FALSE)","v":{"$error":"#N/A"}},1]
[null,null,{"$f":"VLOOKUP('1. Eff Raw Data'!S5588,'CAS#check'!A$2:A$190,1,FALSE)","v":{"$error":"#N/A"}},1]
[null,null,{"$f":"VLOOKUP('1. Eff Raw Data'!S5589,'CAS#check'!A$2:A$190,1,FALSE)","v":{"$error":"#N/A"}},1]
[null,null,{"$f":"VLOOKUP('1. Eff Raw Data'!S5590,'CAS#check'!A$2:A$190,1,FALSE)","v":{"$error":"#N/A"}},1]
[null,null,{"$f":"VLOOKUP('1. Eff Raw Data'!S5591,'CAS#check'!A$2:A$190,1,FALSE)","v":{"$error":"#N/A"}},1]
[null,null,{"$f":"VLOOKUP('1. Eff Raw Data'!S5592,'CAS#check'!A$2:A$190,1,FALSE)","v":{"$error":"#N/A"}},1]
[null,null,{"$f":"VLOOKUP('1. Eff Raw Data'!S5593,'CAS#check'!A$2:A$190,1,FALSE)","v":{"$error":"#N/A"}},1]
[null,null,{"$f":"VLOOKUP('1. Eff Raw Data'!S5594,'CAS#check'!A$2:A$190,1,FALSE)","v":{"$error":"#N/A"}},1]
[null,null,{"$f":"VLOOKUP('1. Eff Raw Data'!S5595,'CAS#check'!A$2:A$190,1,FALSE)","v":{"$error":"#N/A"}},1]
[null,null,{"$f":"VLOOKUP('1. Eff Raw Data'!S5596,'CAS#check'!A$2:A$190,1,FALSE)","v":{"$error":"#N/A"}},1]
[null,null,{"$f":"VLOOKUP('1. Eff Raw Data'!S5597,'CAS#check'!A$2:A$190,1,FALSE)","v":{"$error":"#N/A"}},1]
[null,null,{"$f":"VLOOKUP('1. Eff Raw Data'!S5598,'CAS#check'!A$2:A$190,1,FALSE)","v":{"$error":"#N/A"}},1]
[null,null,{"$f":"VLOOKUP('1. Eff Raw Data'!S5599,'CAS#check'!A$2:A$190,1,FALSE)","v":{"$error":"#N/A"}},1]
[null,null,{"$f":"VLOOKUP('1. Eff Raw Data'!S5600,'CAS#check'!A$2:A$190,1,FALSE)","v":{"$error":"#N/A"}},1]
[null,null,{"$f":"VLOOKUP('1. Eff Raw Data'!S5601,'CAS#check'!A$2:A$190,1,FALSE)","v":{"$error":"#N/A"}},1]
[null,null,{"$f":"VLOOKUP('1. Eff Raw Data'!S5602,'CAS#check'!A$2:A$190,1,FALSE)","v":{"$error":"#N/A"}},1]
[null,null,{"$f":"VLOOKUP('1. Eff Raw Data'!S5603,'CAS#check'!A$2:A$190,1,FALSE)","v":{"$error":"#N/A"}},1]
[null,null,{"$f":"VLOOKUP('1. Eff Raw Data'!S5604,'CAS#check'!A$2:A$190,1,FALSE)","v":{"$error":"#N/A"}},1]
[null,null,{"$f":"VLOOKUP('1. Eff Raw Data'!S5605,'CAS#check'!A$2:A$190,1,FALSE)","v":{"$error":"#N/A"}},1]
[null,null,{"$f":"VLOOKUP('1. Eff Raw Data'!S5606,'CAS#check'!A$2:A$190,1,FALSE)","v":{"$error":"#N/A"}},1]
[null,null,{"$f":"VLOOKUP('1. Eff Raw Data'!S5607,'CAS#check'!A$2:A$190,1,FALSE)","v":{"$error":"#N/A"}},1]
[null,null,{"$f":"VLOOKUP('1. Eff Raw Data'!S5608,'CAS#check'!A$2:A$190,1,FALSE)","v":{"$error":"#N/A"}},1]
[null,null,{"$f":"VLOOKUP('1. Eff Raw Data'!S5609,'CAS#check'!A$2:A$190,1,FALSE)","v":{"$error":"#N/A"}},1]
[null,null,{"$f":"VLOOKUP('1. Eff Raw Data'!S5610,'CAS#check'!A$2:A$190,1,FALSE)","v":{"$error":"#N/A"}},1]
[null,null,{"$f":"VLOOKUP('1. Eff Raw Data'!S5611,'CAS#check'!A$2:A$190,1,FALSE)","v":{"$error":"#N/A"}},1]
[null,null,{"$f":"VLOOKUP('1. Eff Raw Data'!S5612,'CAS#check'!A$2:A$190,1,FALSE)","v":{"$error":"#N/A"}},1]
[null,null,{"$f":"VLOOKUP('1. Eff Raw Data'!S5613,'CAS#check'!A$2:A$190,1,FALSE)","v":{"$error":"#N/A"}},1]
[null,null,{"$f":"VLOOKUP('1. Eff Raw Data'!S5614,'CAS#check'!A$2:A$190,1,FALSE)","v":{"$error":"#N/A"}},1]
[null,null,{"$f":"VLOOKUP('1. Eff Raw Data'!S5615,'CAS#check'!A$2:A$190,1,FALSE)","v":{"$error":"#N/A"}},1]
[null,null,{"$f":"VLOOKUP('1. Eff Raw Data'!S5616,'CAS#check'!A$2:A$190,1,FALSE)","v":{"$error":"#N/A"}},1]
[null,null,{"$f":"VLOOKUP('1. Eff Raw Data'!S5617,'CAS#check'!A$2:A$190,1,FALSE)","v":{"$error":"#N/A"}},1]
[null,null,{"$f":"VLOOKUP('1. Eff Raw Data'!S5618,'CAS#check'!A$2:A$190,1,FALSE)","v":{"$error":"#N/A"}},1]
[null,null,{"$f":"VLOOKUP('1. Eff Raw Data'!S5619,'CAS#check'!A$2:A$190,1,FALSE)","v":{"$error":"#N/A"}},1]
[null,null,{"$f":"VLOOKUP('1. Eff Raw Data'!S5620,'CAS#check'!A$2:A$190,1,FALSE)","v":{"$error":"#N/A"}},1]
[null,null,{"$f":"VLOOKUP('1. Eff Raw Data'!S5621,'CAS#check'!A$2:A$190,1,FALSE)","v":{"$error":"#N/A"}},1]
[null,null,{"$f":"VLOOKUP('1. Eff Raw Data'!S5622,'CAS#check'!A$2:A$190,1,FALSE)","v":{"$error":"#N/A"}},1]
[null,null,{"$f":"VLOOKUP('1. Eff Raw Data'!S5623,'CAS#check'!A$2:A$190,1,FALSE)","v":{"$error":"#N/A"}},1]
[null,null,{"$f":"VLOOKUP('1. Eff Raw Data'!S5624,'CAS#check'!A$2:A$190,1,FALSE)","v":{"$error":"#N/A"}},1]
[null,null,{"$f":"VLOOKUP('1. Eff Raw Data'!S5625,'CAS#check'!A$2:A$190,1,FALSE)","v":{"$error":"#N/A"}},1]
[null,null,{"$f":"VLOOKUP('1. Eff Raw Data'!S5626,'CAS#check'!A$2:A$190,1,FALSE)","v":{"$error":"#N/A"}},1]
[null,null,{"$f":"VLOOKUP('1. Eff Raw Data'!S5627,'CAS#check'!A$2:A$190,1,FALSE)","v":{"$error":"#N/A"}},1]
[null,null,{"$f":"VLOOKUP('1. Eff Raw Data'!S5628,'CAS#check'!A$2:A$190,1,FALSE)","v":{"$error":"#N/A"}},1]
[null,null,{"$f":"VLOOKUP('1. Eff Raw Data'!S5629,'CAS#check'!A$2:A$190,1,FALSE)","v":{"$error":"#N/A"}},{"$f":"IFERROR(_xlfn.IFNA(0*C5629,1),0)","v":1}]
[null,null,{"$f":"VLOOKUP('1. Eff Raw Data'!S5630,'CAS#check'!A$2:A$190,1,FALSE)","v":{"$error":"#N/A"}},1]
[null,null,{"$f":"VLOOKUP('1. Eff Raw Data'!S5631,'CAS#check'!A$2:A$190,1,FALSE)","v":{"$error":"#N/A"}},1]
[null,null,{"$f":"VLOOKUP('1. Eff Raw Data'!S5632,'CAS#check'!A$2:A$190,1,FALSE)","v":{"$error":"#N/A"}},1]
[null,null,{"$f":"VLOOKUP('1. Eff Raw Data'!S5633,'CAS#check'!A$2:A$190,1,FALSE)","v":{"$error":"#N/A"}},1]
[null,null,{"$f":"VLOOKUP('1. Eff Raw Data'!S5634,'CAS#check'!A$2:A$190,1,FALSE)","v":{"$error":"#N/A"}},1]
[null,null,{"$f":"VLOOKUP('1. Eff Raw Data'!S5635,'CAS#check'!A$2:A$190,1,FALSE)","v":{"$error":"#N/A"}},1]
[null,null,{"$f":"VLOOKUP('1. Eff Raw Data'!S5636,'CAS#check'!A$2:A$190,1,FALSE)","v":{"$error":"#N/A"}},1]
[null,null,{"$f":"VLOOKUP('1. Eff Raw Data'!S5637,'CAS#check'!A$2:A$190,1,FALSE)","v":{"$error":"#N/A"}},1]
[null,null,{"$f":"VLOOKUP('1. Eff Raw Data'!S5638,'CAS#check'!A$2:A$190,1,FALSE)","v":{"$error":"#N/A"}},1]
[null,null,{"$f":"VLOOKUP('1. Eff Raw Data'!S5639,'CAS#check'!A$2:A$190,1,FALSE)","v":{"$error":"#N/A"}},1]
[null,null,{"$f":"VLOOKUP('1. Eff Raw Data'!S5640,'CAS#check'!A$2:A$190,1,FALSE)","v":{"$error":"#N/A"}},1]
[null,null,{"$f":"VLOOKUP('1. Eff Raw Data'!S5641,'CAS#check'!A$2:A$190,1,FALSE)","v":{"$error":"#N/A"}},1]
[null,null,{"$f":"VLOOKUP('1. Eff Raw Data'!S5642,'CAS#check'!A$2:A$190,1,FALSE)","v":{"$error":"#N/A"}},1]
[null,null,{"$f":"VLOOKUP('1. Eff Raw Data'!S5643,'CAS#check'!A$2:A$190,1,FALSE)","v":{"$error":"#N/A"}},1]
[null,null,{"$f":"VLOOKUP('1. Eff Raw Data'!S5644,'CAS#check'!A$2:A$190,1,FALSE)","v":{"$error":"#N/A"}},1]
[null,null,{"$f":"VLOOKUP('1. Eff Raw Data'!S5645,'CAS#check'!A$2:A$190,1,FALSE)","v":{"$error":"#N/A"}},1]
[null,null,{"$f":"VLOOKUP('1. Eff Raw Data'!S5646,'CAS#check'!A$2:A$190,1,FALSE)","v":{"$error":"#N/A"}},1]
[null,null,{"$f":"VLOOKUP('1. Eff Raw Data'!S5647,'CAS#check'!A$2:A$190,1,FALSE)","v":{"$error":"#N/A"}},1]
[null,null,{"$f":"VLOOKUP('1. Eff Raw Data'!S5648,'CAS#check'!A$2:A$190,1,FALSE)","v":{"$error":"#N/A"}},1]
[null,null,{"$f":"VLOOKUP('1. Eff Raw Data'!S5649,'CAS#check'!A$2:A$190,1,FALSE)","v":{"$error":"#N/A"}},1]
[null,null,{"$f":"VLOOKUP('1. Eff Raw Data'!S5650,'CAS#check'!A$2:A$190,1,FALSE)","v":{"$error":"#N/A"}},1]
[null,null,{"$f":"VLOOKUP('1. Eff Raw Data'!S5651,'CAS#check'!A$2:A$190,1,FALSE)","v":{"$error":"#N/A"}},1]
[null,null,{"$f":"VLOOKUP('1. Eff Raw Data'!S5652,'CAS#check'!A$2:A$190,1,FALSE)","v":{"$error":"#N/A"}},1]
[null,null,{"$f":"VLOOKUP('1. Eff Raw Data'!S5653,'CAS#check'!A$2:A$190,1,FALSE)","v":{"$error":"#N/A"}},1]
[null,null,{"$f":"VLOOKUP('1. Eff Raw Data'!S5654,'CAS#check'!A$2:A$190,1,FALSE)","v":{"$error":"#N/A"}},1]
[null,null,{"$f":"VLOOKUP('1. Eff Raw Data'!S5655,'CAS#check'!A$2:A$190,1,FALSE)","v":{"$error":"#N/A"}},1]
[null,null,{"$f":"VLOOKUP('1. Eff Raw Data'!S5656,'CAS#check'!A$2:A$190,1,FALSE)","v":{"$error":"#N/A"}},1]
[null,null,{"$f":"VLOOKUP('1. Eff Raw Data'!S5657,'CAS#check'!A$2:A$190,1,FALSE)","v":{"$error":"#N/A"}},1]
[null,null,{"$f":"VLOOKUP('1. Eff Raw Data'!S5658,'CAS#check'!A$2:A$190,1,FALSE)","v":{"$error":"#N/A"}},1]
[null,null,{"$f":"VLOOKUP('1. Eff Raw Data'!S5659,'CAS#check'!A$2:A$190,1,FALSE)","v":{"$error":"#N/A"}},1]
[null,null,{"$f":"VLOOKUP('1. Eff Raw Data'!S5660,'CAS#check'!A$2:A$190,1,FALSE)","v":{"$error":"#N/A"}},1]
[null,null,{"$f":"VLOOKUP('1. Eff Raw Data'!S5661,'CAS#check'!A$2:A$190,1,FALSE)","v":{"$error":"#N/A"}},1]
[null,null,{"$f":"VLOOKUP('1. Eff Raw Data'!S5662,'CAS#check'!A$2:A$190,1,FALSE)","v":{"$error":"#N/A"}},1]
[null,null,{"$f":"VLOOKUP('1. Eff Raw Data'!S5663,'CAS#check'!A$2:A$190,1,FALSE)","v":{"$error":"#N/A"}},1]
[null,null,{"$f":"VLOOKUP('1. Eff Raw Data'!S5664,'CAS#check'!A$2:A$190,1,FALSE)","v":{"$error":"#N/A"}},1]
[null,null,{"$f":"VLOOKUP('1. Eff Raw Data'!S5665,'CAS#check'!A$2:A$190,1,FALSE)","v":{"$error":"#N/A"}},1]
[null,null,{"$f":"VLOOKUP('1. Eff Raw Data'!S5666,'CAS#check'!A$2:A$190,1,FALSE)","v":{"$error":"#N/A"}},1]
[null,null,{"$f":"VLOOKUP('1. Eff Raw Data'!S5667,'CAS#check'!A$2:A$190,1,FALSE)","v":{"$error":"#N/A"}},1]
[null,null,{"$f":"VLOOKUP('1. Eff Raw Data'!S5668,'CAS#check'!A$2:A$190,1,FALSE)","v":{"$error":"#N/A"}},1]
[null,null,{"$f":"VLOOKUP('1. Eff Raw Data'!S5669,'CAS#check'!A$2:A$190,1,FALSE)","v":{"$error":"#N/A"}},1]
[null,null,{"$f":"VLOOKUP('1. Eff Raw Data'!S5670,'CAS#check'!A$2:A$190,1,FALSE)","v":{"$error":"#N/A"}},1]
[null,null,{"$f":"VLOOKUP('1. Eff Raw Data'!S5671,'CAS#check'!A$2:A$190,1,FALSE)","v":{"$error":"#N/A"}},1]
[null,null,{"$f":"VLOOKUP('1. Eff Raw Data'!S5672,'CAS#check'!A$2:A$190,1,FALSE)","v":{"$error":"#N/A"}},1]
[null,null,{"$f":"VLOOKUP('1. Eff Raw Data'!S5673,'CAS#check'!A$2:A$190,1,FALSE)","v":{"$error":"#N/A"}},1]
[null,null,{"$f":"VLOOKUP('1. Eff Raw Data'!S5674,'CAS#check'!A$2:A$190,1,FALSE)","v":{"$error":"#N/A"}},1]
[null,null,{"$f":"VLOOKUP('1. Eff Raw Data'!S5675,'CAS#check'!A$2:A$190,1,FALSE)","v":{"$error":"#N/A"}},1]
[null,null,{"$f":"VLOOKUP('1. Eff Raw Data'!S5676,'CAS#check'!A$2:A$190,1,FALSE)","v":{"$error":"#N/A"}},1]
[null,null,{"$f":"VLOOKUP('1. Eff Raw Data'!S5677,'CAS#check'!A$2:A$190,1,FALSE)","v":{"$error":"#N/A"}},1]
[null,null,{"$f":"VLOOKUP('1. Eff Raw Data'!S5678,'CAS#check'!A$2:A$190,1,FALSE)","v":{"$error":"#N/A"}},1]
[null,null,{"$f":"VLOOKUP('1. Eff Raw Data'!S5679,'CAS#check'!A$2:A$190,1,FALSE)","v":{"$error":"#N/A"}},1]
[null,null,{"$f":"VLOOKUP('1. Eff Raw Data'!S5680,'CAS#check'!A$2:A$190,1,FALSE)","v":{"$error":"#N/A"}},1]
[null,null,{"$f":"VLOOKUP('1. Eff Raw Data'!S5681,'CAS#check'!A$2:A$190,1,FALSE)","v":{"$error":"#N/A"}},1]
[null,null,{"$f":"VLOOKUP('1. Eff Raw Data'!S5682,'CAS#check'!A$2:A$190,1,FALSE)","v":{"$error":"#N/A"}},1]
[null,null,{"$f":"VLOOKUP('1. Eff Raw Data'!S5683,'CAS#check'!A$2:A$190,1,FALSE)","v":{"$error":"#N/A"}},1]
[null,null,{"$f":"VLOOKUP('1. Eff Raw Data'!S5684,'CAS#check'!A$2:A$190,1,FALSE)","v":{"$error":"#N/A"}},1]
[null,null,{"$f":"VLOOKUP('1. Eff Raw Data'!S5685,'CAS#check'!A$2:A$190,1,FALSE)","v":{"$error":"#N/A"}},1]
[null,null,{"$f":"VLOOKUP('1. Eff Raw Data'!S5686,'CAS#check'!A$2:A$190,1,FALSE)","v":{"$error":"#N/A"}},1]
[null,null,{"$f":"VLOOKUP('1. Eff Raw Data'!S5687,'CAS#check'!A$2:A$190,1,FALSE)","v":{"$error":"#N/A"}},1]
[null,null,{"$f":"VLOOKUP('1. Eff Raw Data'!S5688,'CAS#check'!A$2:A$190,1,FALSE)","v":{"$error":"#N/A"}},1]
[null,null,{"$f":"VLOOKUP('1. Eff Raw Data'!S5689,'CAS#check'!A$2:A$190,1,FALSE)","v":{"$error":"#N/A"}},1]
[null,null,{"$f":"VLOOKUP('1. Eff Raw Data'!S5690,'CAS#check'!A$2:A$190,1,FALSE)","v":{"$error":"#N/A"}},1]
[null,null,{"$f":"VLOOKUP('1. Eff Raw Data'!S5691,'CAS#check'!A$2:A$190,1,FALSE)","v":{"$error":"#N/A"}},1]
[null,null,{"$f":"VLOOKUP('1. Eff Raw Data'!S5692,'CAS#check'!A$2:A$190,1,FALSE)","v":{"$error":"#N/A"}},1]
[null,null,{"$f":"VLOOKUP('1. Eff Raw Data'!S5693,'CAS#check'!A$2:A$190,1,FALSE)","v":{"$error":"#N/A"}},{"$f":"IFERROR(_xlfn.IFNA(0*C5693,1),0)","v":1}]
[null,null,{"$f":"VLOOKUP('1. Eff Raw Data'!S5694,'CAS#check'!A$2:A$190,1,FALSE)","v":{"$error":"#N/A"}},1]
[null,null,{"$f":"VLOOKUP('1. Eff Raw Data'!S5695,'CAS#check'!A$2:A$190,1,FALSE)","v":{"$error":"#N/A"}},1]
[null,null,{"$f":"VLOOKUP('1. Eff Raw Data'!S5696,'CAS#check'!A$2:A$190,1,FALSE)","v":{"$error":"#N/A"}},1]
[null,null,{"$f":"VLOOKUP('1. Eff Raw Data'!S5697,'CAS#check'!A$2:A$190,1,FALSE)","v":{"$error":"#N/A"}},1]
[null,null,{"$f":"VLOOKUP('1. Eff Raw Data'!S5698,'CAS#check'!A$2:A$190,1,FALSE)","v":{"$error":"#N/A"}},1]
[null,null,{"$f":"VLOOKUP('1. Eff Raw Data'!S5699,'CAS#check'!A$2:A$190,1,FALSE)","v":{"$error":"#N/A"}},1]
[null,null,{"$f":"VLOOKUP('1. Eff Raw Data'!S5700,'CAS#check'!A$2:A$190,1,FALSE)","v":{"$error":"#N/A"}},1]
[null,null,{"$f":"VLOOKUP('1. Eff Raw Data'!S5701,'CAS#check'!A$2:A$190,1,FALSE)","v":{"$error":"#N/A"}},1]
[null,null,{"$f":"VLOOKUP('1. Eff Raw Data'!S5702,'CAS#check'!A$2:A$190,1,FALSE)","v":{"$error":"#N/A"}},1]
[null,null,{"$f":"VLOOKUP('1. Eff Raw Data'!S5703,'CAS#check'!A$2:A$190,1,FALSE)","v":{"$error":"#N/A"}},1]
[null,null,{"$f":"VLOOKUP('1. Eff Raw Data'!S5704,'CAS#check'!A$2:A$190,1,FALSE)","v":{"$error":"#N/A"}},1]
[null,null,{"$f":"VLOOKUP('1. Eff Raw Data'!S5705,'CAS#check'!A$2:A$190,1,FALSE)","v":{"$error":"#N/A"}},1]
[null,null,{"$f":"VLOOKUP('1. Eff Raw Data'!S5706,'CAS#check'!A$2:A$190,1,FALSE)","v":{"$error":"#N/A"}},1]
[null,null,{"$f":"VLOOKUP('1. Eff Raw Data'!S5707,'CAS#check'!A$2:A$190,1,FALSE)","v":{"$error":"#N/A"}},1]
[null,null,{"$f":"VLOOKUP('1. Eff Raw Data'!S5708,'CAS#check'!A$2:A$190,1,FALSE)","v":{"$error":"#N/A"}},1]
[null,null,{"$f":"VLOOKUP('1. Eff Raw Data'!S5709,'CAS#check'!A$2:A$190,1,FALSE)","v":{"$error":"#N/A"}},1]
[null,null,{"$f":"VLOOKUP('1. Eff Raw Data'!S5710,'CAS#check'!A$2:A$190,1,FALSE)","v":{"$error":"#N/A"}},1]
[null,null,{"$f":"VLOOKUP('1. Eff Raw Data'!S5711,'CAS#check'!A$2:A$190,1,FALSE)","v":{"$error":"#N/A"}},1]
[null,null,{"$f":"VLOOKUP('1. Eff Raw Data'!S5712,'CAS#check'!A$2:A$190,1,FALSE)","v":{"$error":"#N/A"}},1]
[null,null,{"$f":"VLOOKUP('1. Eff Raw Data'!S5713,'CAS#check'!A$2:A$190,1,FALSE)","v":{"$error":"#N/A"}},1]
[null,null,{"$f":"VLOOKUP('1. Eff Raw Data'!S5714,'CAS#check'!A$2:A$190,1,FALSE)","v":{"$error":"#N/A"}},1]
[null,null,{"$f":"VLOOKUP('1. Eff Raw Data'!S5715,'CAS#check'!A$2:A$190,1,FALSE)","v":{"$error":"#N/A"}},1]
[null,null,{"$f":"VLOOKUP('1. Eff Raw Data'!S5716,'CAS#check'!A$2:A$190,1,FALSE)","v":{"$error":"#N/A"}},1]
[null,null,{"$f":"VLOOKUP('1. Eff Raw Data'!S5717,'CAS#check'!A$2:A$190,1,FALSE)","v":{"$error":"#N/A"}},1]
[null,null,{"$f":"VLOOKUP('1. Eff Raw Data'!S5718,'CAS#check'!A$2:A$190,1,FALSE)","v":{"$error":"#N/A"}},1]
[null,null,{"$f":"VLOOKUP('1. Eff Raw Data'!S5719,'CAS#check'!A$2:A$190,1,FALSE)","v":{"$error":"#N/A"}},1]
[null,null,{"$f":"VLOOKUP('1. Eff Raw Data'!S5720,'CAS#check'!A$2:A$190,1,FALSE)","v":{"$error":"#N/A"}},1]
[null,null,{"$f":"VLOOKUP('1. Eff Raw Data'!S5721,'CAS#check'!A$2:A$190,1,FALSE)","v":{"$error":"#N/A"}},1]
[null,null,{"$f":"VLOOKUP('1. Eff Raw Data'!S5722,'CAS#check'!A$2:A$190,1,FALSE)","v":{"$error":"#N/A"}},1]
[null,null,{"$f":"VLOOKUP('1. Eff Raw Data'!S5723,'CAS#check'!A$2:A$190,1,FALSE)","v":{"$error":"#N/A"}},1]
[null,null,{"$f":"VLOOKUP('1. Eff Raw Data'!S5724,'CAS#check'!A$2:A$190,1,FALSE)","v":{"$error":"#N/A"}},1]
[null,null,{"$f":"VLOOKUP('1. Eff Raw Data'!S5725,'CAS#check'!A$2:A$190,1,FALSE)","v":{"$error":"#N/A"}},1]
[null,null,{"$f":"VLOOKUP('1. Eff Raw Data'!S5726,'CAS#check'!A$2:A$190,1,FALSE)","v":{"$error":"#N/A"}},1]
[null,null,{"$f":"VLOOKUP('1. Eff Raw Data'!S5727,'CAS#check'!A$2:A$190,1,FALSE)","v":{"$error":"#N/A"}},1]
[null,null,{"$f":"VLOOKUP('1. Eff Raw Data'!S5728,'CAS#check'!A$2:A$190,1,FALSE)","v":{"$error":"#N/A"}},1]
[null,null,{"$f":"VLOOKUP('1. Eff Raw Data'!S5729,'CAS#check'!A$2:A$190,1,FALSE)","v":{"$error":"#N/A"}},1]
[null,null,{"$f":"VLOOKUP('1. Eff Raw Data'!S5730,'CAS#check'!A$2:A$190,1,FALSE)","v":{"$error":"#N/A"}},1]
[null,null,{"$f":"VLOOKUP('1. Eff Raw Data'!S5731,'CAS#check'!A$2:A$190,1,FALSE)","v":{"$error":"#N/A"}},1]
[null,null,{"$f":"VLOOKUP('1. Eff Raw Data'!S5732,'CAS#check'!A$2:A$190,1,FALSE)","v":{"$error":"#N/A"}},1]
[null,null,{"$f":"VLOOKUP('1. Eff Raw Data'!S5733,'CAS#check'!A$2:A$190,1,FALSE)","v":{"$error":"#N/A"}},1]
[null,null,{"$f":"VLOOKUP('1. Eff Raw Data'!S5734,'CAS#check'!A$2:A$190,1,FALSE)","v":{"$error":"#N/A"}},1]
[null,null,{"$f":"VLOOKUP('1. Eff Raw Data'!S5735,'CAS#check'!A$2:A$190,1,FALSE)","v":{"$error":"#N/A"}},1]
[null,null,{"$f":"VLOOKUP('1. Eff Raw Data'!S5736,'CAS#check'!A$2:A$190,1,FALSE)","v":{"$error":"#N/A"}},1]
[null,null,{"$f":"VLOOKUP('1. Eff Raw Data'!S5737,'CAS#check'!A$2:A$190,1,FALSE)","v":{"$error":"#N/A"}},1]
[null,null,{"$f":"VLOOKUP('1. Eff Raw Data'!S5738,'CAS#check'!A$2:A$190,1,FALSE)","v":{"$error":"#N/A"}},1]
[null,null,{"$f":"VLOOKUP('1. Eff Raw Data'!S5739,'CAS#check'!A$2:A$190,1,FALSE)","v":{"$error":"#N/A"}},1]
[null,null,{"$f":"VLOOKUP('1. Eff Raw Data'!S5740,'CAS#check'!A$2:A$190,1,FALSE)","v":{"$error":"#N/A"}},1]
[null,null,{"$f":"VLOOKUP('1. Eff Raw Data'!S5741,'CAS#check'!A$2:A$190,1,FALSE)","v":{"$error":"#N/A"}},1]
[null,null,{"$f":"VLOOKUP('1. Eff Raw Data'!S5742,'CAS#check'!A$2:A$190,1,FALSE)","v":{"$error":"#N/A"}},1]
[null,null,{"$f":"VLOOKUP('1. Eff Raw Data'!S5743,'CAS#check'!A$2:A$190,1,FALSE)","v":{"$error":"#N/A"}},1]
[null,null,{"$f":"VLOOKUP('1. Eff Raw Data'!S5744,'CAS#check'!A$2:A$190,1,FALSE)","v":{"$error":"#N/A"}},1]
[null,null,{"$f":"VLOOKUP('1. Eff Raw Data'!S5745,'CAS#check'!A$2:A$190,1,FALSE)","v":{"$error":"#N/A"}},1]
[null,null,{"$f":"VLOOKUP('1. Eff Raw Data'!S5746,'CAS#check'!A$2:A$190,1,FALSE)","v":{"$error":"#N/A"}},1]
[null,null,{"$f":"VLOOKUP('1. Eff Raw Data'!S5747,'CAS#check'!A$2:A$190,1,FALSE)","v":{"$error":"#N/A"}},1]
[null,null,{"$f":"VLOOKUP('1. Eff Raw Data'!S5748,'CAS#check'!A$2:A$190,1,FALSE)","v":{"$error":"#N/A"}},1]
[null,null,{"$f":"VLOOKUP('1. Eff Raw Data'!S5749,'CAS#check'!A$2:A$190,1,FALSE)","v":{"$error":"#N/A"}},1]
[null,null,{"$f":"VLOOKUP('1. Eff Raw Data'!S5750,'CAS#check'!A$2:A$190,1,FALSE)","v":{"$error":"#N/A"}},1]
[null,null,{"$f":"VLOOKUP('1. Eff Raw Data'!S5751,'CAS#check'!A$2:A$190,1,FALSE)","v":{"$error":"#N/A"}},1]
[null,null,{"$f":"VLOOKUP('1. Eff Raw Data'!S5752,'CAS#check'!A$2:A$190,1,FALSE)","v":{"$error":"#N/A"}},1]
[null,null,{"$f":"VLOOKUP('1. Eff Raw Data'!S5753,'CAS#check'!A$2:A$190,1,FALSE)","v":{"$error":"#N/A"}},1]
[null,null,{"$f":"VLOOKUP('1. Eff Raw Data'!S5754,'CAS#check'!A$2:A$190,1,FALSE)","v":{"$error":"#N/A"}},1]
[null,null,{"$f":"VLOOKUP('1. Eff Raw Data'!S5755,'CAS#check'!A$2:A$190,1,FALSE)","v":{"$error":"#N/A"}},1]
[null,null,{"$f":"VLOOKUP('1. Eff Raw Data'!S5756,'CAS#check'!A$2:A$190,1,FALSE)","v":{"$error":"#N/A"}},1]
[null,null,{"$f":"VLOOKUP('1. Eff Raw Data'!S5757,'CAS#check'!A$2:A$190,1,FALSE)","v":{"$error":"#N/A"}},{"$f":"IFERROR(_xlfn.IFNA(0*C5757,1),0)","v":1}]
[null,null,{"$f":"VLOOKUP('1. Eff Raw Data'!S5758,'CAS#check'!A$2:A$190,1,FALSE)","v":{"$error":"#N/A"}},1]
[null,null,{"$f":"VLOOKUP('1. Eff Raw Data'!S5759,'CAS#check'!A$2:A$190,1,FALSE)","v":{"$error":"#N/A"}},1]
[null,null,{"$f":"VLOOKUP('1. Eff Raw Data'!S5760,'CAS#check'!A$2:A$190,1,FALSE)","v":{"$error":"#N/A"}},1]
[null,null,{"$f":"VLOOKUP('1. Eff Raw Data'!S5761,'CAS#check'!A$2:A$190,1,FALSE)","v":{"$error":"#N/A"}},1]
[null,null,{"$f":"VLOOKUP('1. Eff Raw Data'!S5762,'CAS#check'!A$2:A$190,1,FALSE)","v":{"$error":"#N/A"}},1]
[null,null,{"$f":"VLOOKUP('1. Eff Raw Data'!S5763,'CAS#check'!A$2:A$190,1,FALSE)","v":{"$error":"#N/A"}},1]
[null,null,{"$f":"VLOOKUP('1. Eff Raw Data'!S5764,'CAS#check'!A$2:A$190,1,FALSE)","v":{"$error":"#N/A"}},1]
[null,null,{"$f":"VLOOKUP('1. Eff Raw Data'!S5765,'CAS#check'!A$2:A$190,1,FALSE)","v":{"$error":"#N/A"}},1]
[null,null,{"$f":"VLOOKUP('1. Eff Raw Data'!S5766,'CAS#check'!A$2:A$190,1,FALSE)","v":{"$error":"#N/A"}},1]
[null,null,{"$f":"VLOOKUP('1. Eff Raw Data'!S5767,'CAS#check'!A$2:A$190,1,FALSE)","v":{"$error":"#N/A"}},1]
[null,null,{"$f":"VLOOKUP('1. Eff Raw Data'!S5768,'CAS#check'!A$2:A$190,1,FALSE)","v":{"$error":"#N/A"}},1]
[null,null,{"$f":"VLOOKUP('1. Eff Raw Data'!S5769,'CAS#check'!A$2:A$190,1,FALSE)","v":{"$error":"#N/A"}},1]
[null,null,{"$f":"VLOOKUP('1. Eff Raw Data'!S5770,'CAS#check'!A$2:A$190,1,FALSE)","v":{"$error":"#N/A"}},1]
[null,null,{"$f":"VLOOKUP('1. Eff Raw Data'!S5771,'CAS#check'!A$2:A$190,1,FALSE)","v":{"$error":"#N/A"}},1]
[null,null,{"$f":"VLOOKUP('1. Eff Raw Data'!S5772,'CAS#check'!A$2:A$190,1,FALSE)","v":{"$error":"#N/A"}},1]
[null,null,{"$f":"VLOOKUP('1. Eff Raw Data'!S5773,'CAS#check'!A$2:A$190,1,FALSE)","v":{"$error":"#N/A"}},1]
[null,null,{"$f":"VLOOKUP('1. Eff Raw Data'!S5774,'CAS#check'!A$2:A$190,1,FALSE)","v":{"$error":"#N/A"}},1]
[null,null,{"$f":"VLOOKUP('1. Eff Raw Data'!S5775,'CAS#check'!A$2:A$190,1,FALSE)","v":{"$error":"#N/A"}},1]
[null,null,{"$f":"VLOOKUP('1. Eff Raw Data'!S5776,'CAS#check'!A$2:A$190,1,FALSE)","v":{"$error":"#N/A"}},1]
[null,null,{"$f":"VLOOKUP('1. Eff Raw Data'!S5777,'CAS#check'!A$2:A$190,1,FALSE)","v":{"$error":"#N/A"}},1]
[null,null,{"$f":"VLOOKUP('1. Eff Raw Data'!S5778,'CAS#check'!A$2:A$190,1,FALSE)","v":{"$error":"#N/A"}},1]
[null,null,{"$f":"VLOOKUP('1. Eff Raw Data'!S5779,'CAS#check'!A$2:A$190,1,FALSE)","v":{"$error":"#N/A"}},1]
[null,null,{"$f":"VLOOKUP('1. Eff Raw Data'!S5780,'CAS#check'!A$2:A$190,1,FALSE)","v":{"$error":"#N/A"}},1]
[null,null,{"$f":"VLOOKUP('1. Eff Raw Data'!S5781,'CAS#check'!A$2:A$190,1,FALSE)","v":{"$error":"#N/A"}},1]
[null,null,{"$f":"VLOOKUP('1. Eff Raw Data'!S5782,'CAS#check'!A$2:A$190,1,FALSE)","v":{"$error":"#N/A"}},1]
[null,null,{"$f":"VLOOKUP('1. Eff Raw Data'!S5783,'CAS#check'!A$2:A$190,1,FALSE)","v":{"$error":"#N/A"}},1]
[null,null,{"$f":"VLOOKUP('1. Eff Raw Data'!S5784,'CAS#check'!A$2:A$190,1,FALSE)","v":{"$error":"#N/A"}},1]
[null,null,{"$f":"VLOOKUP('1. Eff Raw Data'!S5785,'CAS#check'!A$2:A$190,1,FALSE)","v":{"$error":"#N/A"}},1]
[null,null,{"$f":"VLOOKUP('1. Eff Raw Data'!S5786,'CAS#check'!A$2:A$190,1,FALSE)","v":{"$error":"#N/A"}},1]
[null,null,{"$f":"VLOOKUP('1. Eff Raw Data'!S5787,'CAS#check'!A$2:A$190,1,FALSE)","v":{"$error":"#N/A"}},1]
[null,null,{"$f":"VLOOKUP('1. Eff Raw Data'!S5788,'CAS#check'!A$2:A$190,1,FALSE)","v":{"$error":"#N/A"}},1]
[null,null,{"$f":"VLOOKUP('1. Eff Raw Data'!S5789,'CAS#check'!A$2:A$190,1,FALSE)","v":{"$error":"#N/A"}},1]
[null,null,{"$f":"VLOOKUP('1. Eff Raw Data'!S5790,'CAS#check'!A$2:A$190,1,FALSE)","v":{"$error":"#N/A"}},1]
[null,null,{"$f":"VLOOKUP('1. Eff Raw Data'!S5791,'CAS#check'!A$2:A$190,1,FALSE)","v":{"$error":"#N/A"}},1]
[null,null,{"$f":"VLOOKUP('1. Eff Raw Data'!S5792,'CAS#check'!A$2:A$190,1,FALSE)","v":{"$error":"#N/A"}},1]
[null,null,{"$f":"VLOOKUP('1. Eff Raw Data'!S5793,'CAS#check'!A$2:A$190,1,FALSE)","v":{"$error":"#N/A"}},1]
[null,null,{"$f":"VLOOKUP('1. Eff Raw Data'!S5794,'CAS#check'!A$2:A$190,1,FALSE)","v":{"$error":"#N/A"}},1]
[null,null,{"$f":"VLOOKUP('1. Eff Raw Data'!S5795,'CAS#check'!A$2:A$190,1,FALSE)","v":{"$error":"#N/A"}},1]
[null,null,{"$f":"VLOOKUP('1. Eff Raw Data'!S5796,'CAS#check'!A$2:A$190,1,FALSE)","v":{"$error":"#N/A"}},1]
[null,null,{"$f":"VLOOKUP('1. Eff Raw Data'!S5797,'CAS#check'!A$2:A$190,1,FALSE)","v":{"$error":"#N/A"}},1]
[null,null,{"$f":"VLOOKUP('1. Eff Raw Data'!S5798,'CAS#check'!A$2:A$190,1,FALSE)","v":{"$error":"#N/A"}},1]
[null,null,{"$f":"VLOOKUP('1. Eff Raw Data'!S5799,'CAS#check'!A$2:A$190,1,FALSE)","v":{"$error":"#N/A"}},1]
[null,null,{"$f":"VLOOKUP('1. Eff Raw Data'!S5800,'CAS#check'!A$2:A$190,1,FALSE)","v":{"$error":"#N/A"}},1]
[null,null,{"$f":"VLOOKUP('1. Eff Raw Data'!S5801,'CAS#check'!A$2:A$190,1,FALSE)","v":{"$error":"#N/A"}},1]
[null,null,{"$f":"VLOOKUP('1. Eff Raw Data'!S5802,'CAS#check'!A$2:A$190,1,FALSE)","v":{"$error":"#N/A"}},1]
[null,null,{"$f":"VLOOKUP('1. Eff Raw Data'!S5803,'CAS#check'!A$2:A$190,1,FALSE)","v":{"$error":"#N/A"}},1]
[null,null,{"$f":"VLOOKUP('1. Eff Raw Data'!S5804,'CAS#check'!A$2:A$190,1,FALSE)","v":{"$error":"#N/A"}},1]
[null,null,{"$f":"VLOOKUP('1. Eff Raw Data'!S5805,'CAS#check'!A$2:A$190,1,FALSE)","v":{"$error":"#N/A"}},1]
[null,null,{"$f":"VLOOKUP('1. Eff Raw Data'!S5806,'CAS#check'!A$2:A$190,1,FALSE)","v":{"$error":"#N/A"}},1]
[null,null,{"$f":"VLOOKUP('1. Eff Raw Data'!S5807,'CAS#check'!A$2:A$190,1,FALSE)","v":{"$error":"#N/A"}},1]
[null,null,{"$f":"VLOOKUP('1. Eff Raw Data'!S5808,'CAS#check'!A$2:A$190,1,FALSE)","v":{"$error":"#N/A"}},1]
[null,null,{"$f":"VLOOKUP('1. Eff Raw Data'!S5809,'CAS#check'!A$2:A$190,1,FALSE)","v":{"$error":"#N/A"}},1]
[null,null,{"$f":"VLOOKUP('1. Eff Raw Data'!S5810,'CAS#check'!A$2:A$190,1,FALSE)","v":{"$error":"#N/A"}},1]
[null,null,{"$f":"VLOOKUP('1. Eff Raw Data'!S5811,'CAS#check'!A$2:A$190,1,FALSE)","v":{"$error":"#N/A"}},1]
[null,null,{"$f":"VLOOKUP('1. Eff Raw Data'!S5812,'CAS#check'!A$2:A$190,1,FALSE)","v":{"$error":"#N/A"}},1]
[null,null,{"$f":"VLOOKUP('1. Eff Raw Data'!S5813,'CAS#check'!A$2:A$190,1,FALSE)","v":{"$error":"#N/A"}},1]
[null,null,{"$f":"VLOOKUP('1. Eff Raw Data'!S5814,'CAS#check'!A$2:A$190,1,FALSE)","v":{"$error":"#N/A"}},1]
[null,null,{"$f":"VLOOKUP('1. Eff Raw Data'!S5815,'CAS#check'!A$2:A$190,1,FALSE)","v":{"$error":"#N/A"}},1]
[null,null,{"$f":"VLOOKUP('1. Eff Raw Data'!S5816,'CAS#check'!A$2:A$190,1,FALSE)","v":{"$error":"#N/A"}},1]
[null,null,{"$f":"VLOOKUP('1. Eff Raw Data'!S5817,'CAS#check'!A$2:A$190,1,FALSE)","v":{"$error":"#N/A"}},1]
[null,null,{"$f":"VLOOKUP('1. Eff Raw Data'!S5818,'CAS#check'!A$2:A$190,1,FALSE)","v":{"$error":"#N/A"}},1]
[null,null,{"$f":"VLOOKUP('1. Eff Raw Data'!S5819,'CAS#check'!A$2:A$190,1,FALSE)","v":{"$error":"#N/A"}},1]
[null,null,{"$f":"VLOOKUP('1. Eff Raw Data'!S5820,'CAS#check'!A$2:A$190,1,FALSE)","v":{"$error":"#N/A"}},1]
[null,null,{"$f":"VLOOKUP('1. Eff Raw Data'!S5821,'CAS#check'!A$2:A$190,1,FALSE)","v":{"$error":"#N/A"}},{"$f":"IFERROR(_xlfn.IFNA(0*C5821,1),0)","v":1}]
[null,null,{"$f":"VLOOKUP('1. Eff Raw Data'!S5822,'CAS#check'!A$2:A$190,1,FALSE)","v":{"$error":"#N/A"}},1]
[null,null,{"$f":"VLOOKUP('1. Eff Raw Data'!S5823,'CAS#check'!A$2:A$190,1,FALSE)","v":{"$error":"#N/A"}},1]
[null,null,{"$f":"VLOOKUP('1. Eff Raw Data'!S5824,'CAS#check'!A$2:A$190,1,FALSE)","v":{"$error":"#N/A"}},1]
[null,null,{"$f":"VLOOKUP('1. Eff Raw Data'!S5825,'CAS#check'!A$2:A$190,1,FALSE)","v":{"$error":"#N/A"}},1]
[null,null,{"$f":"VLOOKUP('1. Eff Raw Data'!S5826,'CAS#check'!A$2:A$190,1,FALSE)","v":{"$error":"#N/A"}},1]
[null,null,{"$f":"VLOOKUP('1. Eff Raw Data'!S5827,'CAS#check'!A$2:A$190,1,FALSE)","v":{"$error":"#N/A"}},1]
[null,null,{"$f":"VLOOKUP('1. Eff Raw Data'!S5828,'CAS#check'!A$2:A$190,1,FALSE)","v":{"$error":"#N/A"}},1]
[null,null,{"$f":"VLOOKUP('1. Eff Raw Data'!S5829,'CAS#check'!A$2:A$190,1,FALSE)","v":{"$error":"#N/A"}},1]
[null,null,{"$f":"VLOOKUP('1. Eff Raw Data'!S5830,'CAS#check'!A$2:A$190,1,FALSE)","v":{"$error":"#N/A"}},1]
[null,null,{"$f":"VLOOKUP('1. Eff Raw Data'!S5831,'CAS#check'!A$2:A$190,1,FALSE)","v":{"$error":"#N/A"}},1]
[null,null,{"$f":"VLOOKUP('1. Eff Raw Data'!S5832,'CAS#check'!A$2:A$190,1,FALSE)","v":{"$error":"#N/A"}},1]
[null,null,{"$f":"VLOOKUP('1. Eff Raw Data'!S5833,'CAS#check'!A$2:A$190,1,FALSE)","v":{"$error":"#N/A"}},1]
[null,null,{"$f":"VLOOKUP('1. Eff Raw Data'!S5834,'CAS#check'!A$2:A$190,1,FALSE)","v":{"$error":"#N/A"}},1]
[null,null,{"$f":"VLOOKUP('1. Eff Raw Data'!S5835,'CAS#check'!A$2:A$190,1,FALSE)","v":{"$error":"#N/A"}},1]
[null,null,{"$f":"VLOOKUP('1. Eff Raw Data'!S5836,'CAS#check'!A$2:A$190,1,FALSE)","v":{"$error":"#N/A"}},1]
[null,null,{"$f":"VLOOKUP('1. Eff Raw Data'!S5837,'CAS#check'!A$2:A$190,1,FALSE)","v":{"$error":"#N/A"}},1]
[null,null,{"$f":"VLOOKUP('1. Eff Raw Data'!S5838,'CAS#check'!A$2:A$190,1,FALSE)","v":{"$error":"#N/A"}},1]
[null,null,{"$f":"VLOOKUP('1. Eff Raw Data'!S5839,'CAS#check'!A$2:A$190,1,FALSE)","v":{"$error":"#N/A"}},1]
[null,null,{"$f":"VLOOKUP('1. Eff Raw Data'!S5840,'CAS#check'!A$2:A$190,1,FALSE)","v":{"$error":"#N/A"}},1]
[null,null,{"$f":"VLOOKUP('1. Eff Raw Data'!S5841,'CAS#check'!A$2:A$190,1,FALSE)","v":{"$error":"#N/A"}},1]
[null,null,{"$f":"VLOOKUP('1. Eff Raw Data'!S5842,'CAS#check'!A$2:A$190,1,FALSE)","v":{"$error":"#N/A"}},1]
[null,null,{"$f":"VLOOKUP('1. Eff Raw Data'!S5843,'CAS#check'!A$2:A$190,1,FALSE)","v":{"$error":"#N/A"}},1]
[null,null,{"$f":"VLOOKUP('1. Eff Raw Data'!S5844,'CAS#check'!A$2:A$190,1,FALSE)","v":{"$error":"#N/A"}},1]
[null,null,{"$f":"VLOOKUP('1. Eff Raw Data'!S5845,'CAS#check'!A$2:A$190,1,FALSE)","v":{"$error":"#N/A"}},1]
[null,null,{"$f":"VLOOKUP('1. Eff Raw Data'!S5846,'CAS#check'!A$2:A$190,1,FALSE)","v":{"$error":"#N/A"}},1]
[null,null,{"$f":"VLOOKUP('1. Eff Raw Data'!S5847,'CAS#check'!A$2:A$190,1,FALSE)","v":{"$error":"#N/A"}},1]
[null,null,{"$f":"VLOOKUP('1. Eff Raw Data'!S5848,'CAS#check'!A$2:A$190,1,FALSE)","v":{"$error":"#N/A"}},1]
[null,null,{"$f":"VLOOKUP('1. Eff Raw Data'!S5849,'CAS#check'!A$2:A$190,1,FALSE)","v":{"$error":"#N/A"}},1]
[null,null,{"$f":"VLOOKUP('1. Eff Raw Data'!S5850,'CAS#check'!A$2:A$190,1,FALSE)","v":{"$error":"#N/A"}},1]
[null,null,{"$f":"VLOOKUP('1. Eff Raw Data'!S5851,'CAS#check'!A$2:A$190,1,FALSE)","v":{"$error":"#N/A"}},1]
[null,null,{"$f":"VLOOKUP('1. Eff Raw Data'!S5852,'CAS#check'!A$2:A$190,1,FALSE)","v":{"$error":"#N/A"}},1]
[null,null,{"$f":"VLOOKUP('1. Eff Raw Data'!S5853,'CAS#check'!A$2:A$190,1,FALSE)","v":{"$error":"#N/A"}},1]
[null,null,{"$f":"VLOOKUP('1. Eff Raw Data'!S5854,'CAS#check'!A$2:A$190,1,FALSE)","v":{"$error":"#N/A"}},1]
[null,null,{"$f":"VLOOKUP('1. Eff Raw Data'!S5855,'CAS#check'!A$2:A$190,1,FALSE)","v":{"$error":"#N/A"}},1]
[null,null,{"$f":"VLOOKUP('1. Eff Raw Data'!S5856,'CAS#check'!A$2:A$190,1,FALSE)","v":{"$error":"#N/A"}},1]
[null,null,{"$f":"VLOOKUP('1. Eff Raw Data'!S5857,'CAS#check'!A$2:A$190,1,FALSE)","v":{"$error":"#N/A"}},1]
[null,null,{"$f":"VLOOKUP('1. Eff Raw Data'!S5858,'CAS#check'!A$2:A$190,1,FALSE)","v":{"$error":"#N/A"}},1]
[null,null,{"$f":"VLOOKUP('1. Eff Raw Data'!S5859,'CAS#check'!A$2:A$190,1,FALSE)","v":{"$error":"#N/A"}},1]
[null,null,{"$f":"VLOOKUP('1. Eff Raw Data'!S5860,'CAS#check'!A$2:A$190,1,FALSE)","v":{"$error":"#N/A"}},1]
[null,null,{"$f":"VLOOKUP('1. Eff Raw Data'!S5861,'CAS#check'!A$2:A$190,1,FALSE)","v":{"$error":"#N/A"}},1]
[null,null,{"$f":"VLOOKUP('1. Eff Raw Data'!S5862,'CAS#check'!A$2:A$190,1,FALSE)","v":{"$error":"#N/A"}},1]
[null,null,{"$f":"VLOOKUP('1. Eff Raw Data'!S5863,'CAS#check'!A$2:A$190,1,FALSE)","v":{"$error":"#N/A"}},1]
[null,null,{"$f":"VLOOKUP('1. Eff Raw Data'!S5864,'CAS#check'!A$2:A$190,1,FALSE)","v":{"$error":"#N/A"}},1]
[null,null,{"$f":"VLOOKUP('1. Eff Raw Data'!S5865,'CAS#check'!A$2:A$190,1,FALSE)","v":{"$error":"#N/A"}},1]
[null,null,{"$f":"VLOOKUP('1. Eff Raw Data'!S5866,'CAS#check'!A$2:A$190,1,FALSE)","v":{"$error":"#N/A"}},1]
[null,null,{"$f":"VLOOKUP('1. Eff Raw Data'!S5867,'CAS#check'!A$2:A$190,1,FALSE)","v":{"$error":"#N/A"}},1]
[null,null,{"$f":"VLOOKUP('1. Eff Raw Data'!S5868,'CAS#check'!A$2:A$190,1,FALSE)","v":{"$error":"#N/A"}},1]
[null,null,{"$f":"VLOOKUP('1. Eff Raw Data'!S5869,'CAS#check'!A$2:A$190,1,FALSE)","v":{"$error":"#N/A"}},1]
[null,null,{"$f":"VLOOKUP('1. Eff Raw Data'!S5870,'CAS#check'!A$2:A$190,1,FALSE)","v":{"$error":"#N/A"}},1]
[null,null,{"$f":"VLOOKUP('1. Eff Raw Data'!S5871,'CAS#check'!A$2:A$190,1,FALSE)","v":{"$error":"#N/A"}},1]
[null,null,{"$f":"VLOOKUP('1. Eff Raw Data'!S5872,'CAS#check'!A$2:A$190,1,FALSE)","v":{"$error":"#N/A"}},1]
[null,null,{"$f":"VLOOKUP('1. Eff Raw Data'!S5873,'CAS#check'!A$2:A$190,1,FALSE)","v":{"$error":"#N/A"}},1]
[null,null,{"$f":"VLOOKUP('1. Eff Raw Data'!S5874,'CAS#check'!A$2:A$190,1,FALSE)","v":{"$error":"#N/A"}},1]
[null,null,{"$f":"VLOOKUP('1. Eff Raw Data'!S5875,'CAS#check'!A$2:A$190,1,FALSE)","v":{"$error":"#N/A"}},1]
[null,null,{"$f":"VLOOKUP('1. Eff Raw Data'!S5876,'CAS#check'!A$2:A$190,1,FALSE)","v":{"$error":"#N/A"}},1]
[null,null,{"$f":"VLOOKUP('1. Eff Raw Data'!S5877,'CAS#check'!A$2:A$190,1,FALSE)","v":{"$error":"#N/A"}},1]
[null,null,{"$f":"VLOOKUP('1. Eff Raw Data'!S5878,'CAS#check'!A$2:A$190,1,FALSE)","v":{"$error":"#N/A"}},1]
[null,null,{"$f":"VLOOKUP('1. Eff Raw Data'!S5879,'CAS#check'!A$2:A$190,1,FALSE)","v":{"$error":"#N/A"}},1]
[null,null,{"$f":"VLOOKUP('1. Eff Raw Data'!S5880,'CAS#check'!A$2:A$190,1,FALSE)","v":{"$error":"#N/A"}},1]
[null,null,{"$f":"VLOOKUP('1. Eff Raw Data'!S5881,'CAS#check'!A$2:A$190,1,FALSE)","v":{"$error":"#N/A"}},1]
[null,null,{"$f":"VLOOKUP('1. Eff Raw Data'!S5882,'CAS#check'!A$2:A$190,1,FALSE)","v":{"$error":"#N/A"}},1]
[null,null,{"$f":"VLOOKUP('1. Eff Raw Data'!S5883,'CAS#check'!A$2:A$190,1,FALSE)","v":{"$error":"#N/A"}},1]
[null,null,{"$f":"VLOOKUP('1. Eff Raw Data'!S5884,'CAS#check'!A$2:A$190,1,FALSE)","v":{"$error":"#N/A"}},1]
[null,null,{"$f":"VLOOKUP('1. Eff Raw Data'!S5885,'CAS#check'!A$2:A$190,1,FALSE)","v":{"$error":"#N/A"}},{"$f":"IFERROR(_xlfn.IFNA(0*C5885,1),0)","v":1}]
[null,null,{"$f":"VLOOKUP('1. Eff Raw Data'!S5886,'CAS#check'!A$2:A$190,1,FALSE)","v":{"$error":"#N/A"}},1]
[null,null,{"$f":"VLOOKUP('1. Eff Raw Data'!S5887,'CAS#check'!A$2:A$190,1,FALSE)","v":{"$error":"#N/A"}},1]
[null,null,{"$f":"VLOOKUP('1. Eff Raw Data'!S5888,'CAS#check'!A$2:A$190,1,FALSE)","v":{"$error":"#N/A"}},1]
[null,null,{"$f":"VLOOKUP('1. Eff Raw Data'!S5889,'CAS#check'!A$2:A$190,1,FALSE)","v":{"$error":"#N/A"}},1]
[null,null,{"$f":"VLOOKUP('1. Eff Raw Data'!S5890,'CAS#check'!A$2:A$190,1,FALSE)","v":{"$error":"#N/A"}},1]
[null,null,{"$f":"VLOOKUP('1. Eff Raw Data'!S5891,'CAS#check'!A$2:A$190,1,FALSE)","v":{"$error":"#N/A"}},1]
[null,null,{"$f":"VLOOKUP('1. Eff Raw Data'!S5892,'CAS#check'!A$2:A$190,1,FALSE)","v":{"$error":"#N/A"}},1]
[null,null,{"$f":"VLOOKUP('1. Eff Raw Data'!S5893,'CAS#check'!A$2:A$190,1,FALSE)","v":{"$error":"#N/A"}},1]
[null,null,{"$f":"VLOOKUP('1. Eff Raw Data'!S5894,'CAS#check'!A$2:A$190,1,FALSE)","v":{"$error":"#N/A"}},1]
[null,null,{"$f":"VLOOKUP('1. Eff Raw Data'!S5895,'CAS#check'!A$2:A$190,1,FALSE)","v":{"$error":"#N/A"}},1]
[null,null,{"$f":"VLOOKUP('1. Eff Raw Data'!S5896,'CAS#check'!A$2:A$190,1,FALSE)","v":{"$error":"#N/A"}},1]
[null,null,{"$f":"VLOOKUP('1. Eff Raw Data'!S5897,'CAS#check'!A$2:A$190,1,FALSE)","v":{"$error":"#N/A"}},1]
[null,null,{"$f":"VLOOKUP('1. Eff Raw Data'!S5898,'CAS#check'!A$2:A$190,1,FALSE)","v":{"$error":"#N/A"}},1]
[null,null,{"$f":"VLOOKUP('1. Eff Raw Data'!S5899,'CAS#check'!A$2:A$190,1,FALSE)","v":{"$error":"#N/A"}},1]
[null,null,{"$f":"VLOOKUP('1. Eff Raw Data'!S5900,'CAS#check'!A$2:A$190,1,FALSE)","v":{"$error":"#N/A"}},1]
[null,null,{"$f":"VLOOKUP('1. Eff Raw Data'!S5901,'CAS#check'!A$2:A$190,1,FALSE)","v":{"$error":"#N/A"}},1]
[null,null,{"$f":"VLOOKUP('1. Eff Raw Data'!S5902,'CAS#check'!A$2:A$190,1,FALSE)","v":{"$error":"#N/A"}},1]
[null,null,{"$f":"VLOOKUP('1. Eff Raw Data'!S5903,'CAS#check'!A$2:A$190,1,FALSE)","v":{"$error":"#N/A"}},1]
[null,null,{"$f":"VLOOKUP('1. Eff Raw Data'!S5904,'CAS#check'!A$2:A$190,1,FALSE)","v":{"$error":"#N/A"}},1]
[null,null,{"$f":"VLOOKUP('1. Eff Raw Data'!S5905,'CAS#check'!A$2:A$190,1,FALSE)","v":{"$error":"#N/A"}},1]
[null,null,{"$f":"VLOOKUP('1. Eff Raw Data'!S5906,'CAS#check'!A$2:A$190,1,FALSE)","v":{"$error":"#N/A"}},1]
[null,null,{"$f":"VLOOKUP('1. Eff Raw Data'!S5907,'CAS#check'!A$2:A$190,1,FALSE)","v":{"$error":"#N/A"}},1]
[null,null,{"$f":"VLOOKUP('1. Eff Raw Data'!S5908,'CAS#check'!A$2:A$190,1,FALSE)","v":{"$error":"#N/A"}},1]
[null,null,{"$f":"VLOOKUP('1. Eff Raw Data'!S5909,'CAS#check'!A$2:A$190,1,FALSE)","v":{"$error":"#N/A"}},1]
[null,null,{"$f":"VLOOKUP('1. Eff Raw Data'!S5910,'CAS#check'!A$2:A$190,1,FALSE)","v":{"$error":"#N/A"}},1]
[null,null,{"$f":"VLOOKUP('1. Eff Raw Data'!S5911,'CAS#check'!A$2:A$190,1,FALSE)","v":{"$error":"#N/A"}},1]
[null,null,{"$f":"VLOOKUP('1. Eff Raw Data'!S5912,'CAS#check'!A$2:A$190,1,FALSE)","v":{"$error":"#N/A"}},1]
[null,null,{"$f":"VLOOKUP('1. Eff Raw Data'!S5913,'CAS#check'!A$2:A$190,1,FALSE)","v":{"$error":"#N/A"}},1]
[null,null,{"$f":"VLOOKUP('1. Eff Raw Data'!S5914,'CAS#check'!A$2:A$190,1,FALSE)","v":{"$error":"#N/A"}},1]
[null,null,{"$f":"VLOOKUP('1. Eff Raw Data'!S5915,'CAS#check'!A$2:A$190,1,FALSE)","v":{"$error":"#N/A"}},1]
[null,null,{"$f":"VLOOKUP('1. Eff Raw Data'!S5916,'CAS#check'!A$2:A$190,1,FALSE)","v":{"$error":"#N/A"}},1]
[null,null,{"$f":"VLOOKUP('1. Eff Raw Data'!S5917,'CAS#check'!A$2:A$190,1,FALSE)","v":{"$error":"#N/A"}},1]
[null,null,{"$f":"VLOOKUP('1. Eff Raw Data'!S5918,'CAS#check'!A$2:A$190,1,FALSE)","v":{"$error":"#N/A"}},1]
[null,null,{"$f":"VLOOKUP('1. Eff Raw Data'!S5919,'CAS#check'!A$2:A$190,1,FALSE)","v":{"$error":"#N/A"}},1]
[null,null,{"$f":"VLOOKUP('1. Eff Raw Data'!S5920,'CAS#check'!A$2:A$190,1,FALSE)","v":{"$error":"#N/A"}},1]
[null,null,{"$f":"VLOOKUP('1. Eff Raw Data'!S5921,'CAS#check'!A$2:A$190,1,FALSE)","v":{"$error":"#N/A"}},1]
[null,null,{"$f":"VLOOKUP('1. Eff Raw Data'!S5922,'CAS#check'!A$2:A$190,1,FALSE)","v":{"$error":"#N/A"}},1]
[null,null,{"$f":"VLOOKUP('1. Eff Raw Data'!S5923,'CAS#check'!A$2:A$190,1,FALSE)","v":{"$error":"#N/A"}},1]
[null,null,{"$f":"VLOOKUP('1. Eff Raw Data'!S5924,'CAS#check'!A$2:A$190,1,FALSE)","v":{"$error":"#N/A"}},1]
[null,null,{"$f":"VLOOKUP('1. Eff Raw Data'!S5925,'CAS#check'!A$2:A$190,1,FALSE)","v":{"$error":"#N/A"}},1]
[null,null,{"$f":"VLOOKUP('1. Eff Raw Data'!S5926,'CAS#check'!A$2:A$190,1,FALSE)","v":{"$error":"#N/A"}},1]
[null,null,{"$f":"VLOOKUP('1. Eff Raw Data'!S5927,'CAS#check'!A$2:A$190,1,FALSE)","v":{"$error":"#N/A"}},1]
[null,null,{"$f":"VLOOKUP('1. Eff Raw Data'!S5928,'CAS#check'!A$2:A$190,1,FALSE)","v":{"$error":"#N/A"}},1]
[null,null,{"$f":"VLOOKUP('1. Eff Raw Data'!S5929,'CAS#check'!A$2:A$190,1,FALSE)","v":{"$error":"#N/A"}},1]
[null,null,{"$f":"VLOOKUP('1. Eff Raw Data'!S5930,'CAS#check'!A$2:A$190,1,FALSE)","v":{"$error":"#N/A"}},1]
[null,null,{"$f":"VLOOKUP('1. Eff Raw Data'!S5931,'CAS#check'!A$2:A$190,1,FALSE)","v":{"$error":"#N/A"}},1]
[null,null,{"$f":"VLOOKUP('1. Eff Raw Data'!S5932,'CAS#check'!A$2:A$190,1,FALSE)","v":{"$error":"#N/A"}},1]
[null,null,{"$f":"VLOOKUP('1. Eff Raw Data'!S5933,'CAS#check'!A$2:A$190,1,FALSE)","v":{"$error":"#N/A"}},1]
[null,null,{"$f":"VLOOKUP('1. Eff Raw Data'!S5934,'CAS#check'!A$2:A$190,1,FALSE)","v":{"$error":"#N/A"}},1]
[null,null,{"$f":"VLOOKUP('1. Eff Raw Data'!S5935,'CAS#check'!A$2:A$190,1,FALSE)","v":{"$error":"#N/A"}},1]
[null,null,{"$f":"VLOOKUP('1. Eff Raw Data'!S5936,'CAS#check'!A$2:A$190,1,FALSE)","v":{"$error":"#N/A"}},1]
[null,null,{"$f":"VLOOKUP('1. Eff Raw Data'!S5937,'CAS#check'!A$2:A$190,1,FALSE)","v":{"$error":"#N/A"}},1]
[null,null,{"$f":"VLOOKUP('1. Eff Raw Data'!S5938,'CAS#check'!A$2:A$190,1,FALSE)","v":{"$error":"#N/A"}},1]
[null,null,{"$f":"VLOOKUP('1. Eff Raw Data'!S5939,'CAS#check'!A$2:A$190,1,FALSE)","v":{"$error":"#N/A"}},1]
[null,null,{"$f":"VLOOKUP('1. Eff Raw Data'!S5940,'CAS#check'!A$2:A$190,1,FALSE)","v":{"$error":"#N/A"}},1]
[null,null,{"$f":"VLOOKUP('1. Eff Raw Data'!S5941,'CAS#check'!A$2:A$190,1,FALSE)","v":{"$error":"#N/A"}},1]
[null,null,{"$f":"VLOOKUP('1. Eff Raw Data'!S5942,'CAS#check'!A$2:A$190,1,FALSE)","v":{"$error":"#N/A"}},1]
[null,null,{"$f":"VLOOKUP('1. Eff Raw Data'!S5943,'CAS#check'!A$2:A$190,1,FALSE)","v":{"$error":"#N/A"}},1]
[null,null,{"$f":"VLOOKUP('1. Eff Raw Data'!S5944,'CAS#check'!A$2:A$190,1,FALSE)","v":{"$error":"#N/A"}},1]
[null,null,{"$f":"VLOOKUP('1. Eff Raw Data'!S5945,'CAS#check'!A$2:A$190,1,FALSE)","v":{"$error":"#N/A"}},1]
[null,null,{"$f":"VLOOKUP('1. Eff Raw Data'!S5946,'CAS#check'!A$2:A$190,1,FALSE)","v":{"$error":"#N/A"}},1]
[null,null,{"$f":"VLOOKUP('1. Eff Raw Data'!S5947,'CAS#check'!A$2:A$190,1,FALSE)","v":{"$error":"#N/A"}},1]
[null,null,{"$f":"VLOOKUP('1. Eff Raw Data'!S5948,'CAS#check'!A$2:A$190,1,FALSE)","v":{"$error":"#N/A"}},1]
[null,null,{"$f":"VLOOKUP('1. Eff Raw Data'!S5949,'CAS#check'!A$2:A$190,1,FALSE)","v":{"$error":"#N/A"}},{"$f":"IFERROR(_xlfn.IFNA(0*C5949,1),0)","v":1}]
[null,null,{"$f":"VLOOKUP('1. Eff Raw Data'!S5950,'CAS#check'!A$2:A$190,1,FALSE)","v":{"$error":"#N/A"}},1]
[null,null,{"$f":"VLOOKUP('1. Eff Raw Data'!S5951,'CAS#check'!A$2:A$190,1,FALSE)","v":{"$error":"#N/A"}},1]
[null,null,{"$f":"VLOOKUP('1. Eff Raw Data'!S5952,'CAS#check'!A$2:A$190,1,FALSE)","v":{"$error":"#N/A"}},1]
[null,null,{"$f":"VLOOKUP('1. Eff Raw Data'!S5953,'CAS#check'!A$2:A$190,1,FALSE)","v":{"$error":"#N/A"}},1]
[null,null,{"$f":"VLOOKUP('1. Eff Raw Data'!S5954,'CAS#check'!A$2:A$190,1,FALSE)","v":{"$error":"#N/A"}},1]
[null,null,{"$f":"VLOOKUP('1. Eff Raw Data'!S5955,'CAS#check'!A$2:A$190,1,FALSE)","v":{"$error":"#N/A"}},1]
[null,null,{"$f":"VLOOKUP('1. Eff Raw Data'!S5956,'CAS#check'!A$2:A$190,1,FALSE)","v":{"$error":"#N/A"}},1]
[null,null,{"$f":"VLOOKUP('1. Eff Raw Data'!S5957,'CAS#check'!A$2:A$190,1,FALSE)","v":{"$error":"#N/A"}},1]
[null,null,{"$f":"VLOOKUP('1. Eff Raw Data'!S5958,'CAS#check'!A$2:A$190,1,FALSE)","v":{"$error":"#N/A"}},1]
[null,null,{"$f":"VLOOKUP('1. Eff Raw Data'!S5959,'CAS#check'!A$2:A$190,1,FALSE)","v":{"$error":"#N/A"}},1]
[null,null,{"$f":"VLOOKUP('1. Eff Raw Data'!S5960,'CAS#check'!A$2:A$190,1,FALSE)","v":{"$error":"#N/A"}},1]
[null,null,{"$f":"VLOOKUP('1. Eff Raw Data'!S5961,'CAS#check'!A$2:A$190,1,FALSE)","v":{"$error":"#N/A"}},1]
[null,null,{"$f":"VLOOKUP('1. Eff Raw Data'!S5962,'CAS#check'!A$2:A$190,1,FALSE)","v":{"$error":"#N/A"}},1]
[null,null,{"$f":"VLOOKUP('1. Eff Raw Data'!S5963,'CAS#check'!A$2:A$190,1,FALSE)","v":{"$error":"#N/A"}},1]
[null,null,{"$f":"VLOOKUP('1. Eff Raw Data'!S5964,'CAS#check'!A$2:A$190,1,FALSE)","v":{"$error":"#N/A"}},1]
[null,null,{"$f":"VLOOKUP('1. Eff Raw Data'!S5965,'CAS#check'!A$2:A$190,1,FALSE)","v":{"$error":"#N/A"}},1]
[null,null,{"$f":"VLOOKUP('1. Eff Raw Data'!S5966,'CAS#check'!A$2:A$190,1,FALSE)","v":{"$error":"#N/A"}},1]
[null,null,{"$f":"VLOOKUP('1. Eff Raw Data'!S5967,'CAS#check'!A$2:A$190,1,FALSE)","v":{"$error":"#N/A"}},1]
[null,null,{"$f":"VLOOKUP('1. Eff Raw Data'!S5968,'CAS#check'!A$2:A$190,1,FALSE)","v":{"$error":"#N/A"}},1]
[null,null,{"$f":"VLOOKUP('1. Eff Raw Data'!S5969,'CAS#check'!A$2:A$190,1,FALSE)","v":{"$error":"#N/A"}},1]
[null,null,{"$f":"VLOOKUP('1. Eff Raw Data'!S5970,'CAS#check'!A$2:A$190,1,FALSE)","v":{"$error":"#N/A"}},1]
[null,null,{"$f":"VLOOKUP('1. Eff Raw Data'!S5971,'CAS#check'!A$2:A$190,1,FALSE)","v":{"$error":"#N/A"}},1]
[null,null,{"$f":"VLOOKUP('1. Eff Raw Data'!S5972,'CAS#check'!A$2:A$190,1,FALSE)","v":{"$error":"#N/A"}},1]
[null,null,{"$f":"VLOOKUP('1. Eff Raw Data'!S5973,'CAS#check'!A$2:A$190,1,FALSE)","v":{"$error":"#N/A"}},1]
[null,null,{"$f":"VLOOKUP('1. Eff Raw Data'!S5974,'CAS#check'!A$2:A$190,1,FALSE)","v":{"$error":"#N/A"}},1]
[null,null,{"$f":"VLOOKUP('1. Eff Raw Data'!S5975,'CAS#check'!A$2:A$190,1,FALSE)","v":{"$error":"#N/A"}},1]
[null,null,{"$f":"VLOOKUP('1. Eff Raw Data'!S5976,'CAS#check'!A$2:A$190,1,FALSE)","v":{"$error":"#N/A"}},1]
[null,null,{"$f":"VLOOKUP('1. Eff Raw Data'!S5977,'CAS#check'!A$2:A$190,1,FALSE)","v":{"$error":"#N/A"}},1]
[null,null,{"$f":"VLOOKUP('1. Eff Raw Data'!S5978,'CAS#check'!A$2:A$190,1,FALSE)","v":{"$error":"#N/A"}},1]
[null,null,{"$f":"VLOOKUP('1. Eff Raw Data'!S5979,'CAS#check'!A$2:A$190,1,FALSE)","v":{"$error":"#N/A"}},1]
[null,null,{"$f":"VLOOKUP('1. Eff Raw Data'!S5980,'CAS#check'!A$2:A$190,1,FALSE)","v":{"$error":"#N/A"}},1]
[null,null,{"$f":"VLOOKUP('1. Eff Raw Data'!S5981,'CAS#check'!A$2:A$190,1,FALSE)","v":{"$error":"#N/A"}},1]
[null,null,{"$f":"VLOOKUP('1. Eff Raw Data'!S5982,'CAS#check'!A$2:A$190,1,FALSE)","v":{"$error":"#N/A"}},1]
[null,null,{"$f":"VLOOKUP('1. Eff Raw Data'!S5983,'CAS#check'!A$2:A$190,1,FALSE)","v":{"$error":"#N/A"}},1]
[null,null,{"$f":"VLOOKUP('1. Eff Raw Data'!S5984,'CAS#check'!A$2:A$190,1,FALSE)","v":{"$error":"#N/A"}},1]
[null,null,{"$f":"VLOOKUP('1. Eff Raw Data'!S5985,'CAS#check'!A$2:A$190,1,FALSE)","v":{"$error":"#N/A"}},1]
[null,null,{"$f":"VLOOKUP('1. Eff Raw Data'!S5986,'CAS#check'!A$2:A$190,1,FALSE)","v":{"$error":"#N/A"}},1]
[null,null,{"$f":"VLOOKUP('1. Eff Raw Data'!S5987,'CAS#check'!A$2:A$190,1,FALSE)","v":{"$error":"#N/A"}},1]
[null,null,{"$f":"VLOOKUP('1. Eff Raw Data'!S5988,'CAS#check'!A$2:A$190,1,FALSE)","v":{"$error":"#N/A"}},1]
[null,null,{"$f":"VLOOKUP('1. Eff Raw Data'!S5989,'CAS#check'!A$2:A$190,1,FALSE)","v":{"$error":"#N/A"}},1]
[null,null,{"$f":"VLOOKUP('1. Eff Raw Data'!S5990,'CAS#check'!A$2:A$190,1,FALSE)","v":{"$error":"#N/A"}},1]
[null,null,{"$f":"VLOOKUP('1. Eff Raw Data'!S5991,'CAS#check'!A$2:A$190,1,FALSE)","v":{"$error":"#N/A"}},1]
[null,null,{"$f":"VLOOKUP('1. Eff Raw Data'!S5992,'CAS#check'!A$2:A$190,1,FALSE)","v":{"$error":"#N/A"}},1]
[null,null,{"$f":"VLOOKUP('1. Eff Raw Data'!S5993,'CAS#check'!A$2:A$190,1,FALSE)","v":{"$error":"#N/A"}},1]
[null,null,{"$f":"VLOOKUP('1. Eff Raw Data'!S5994,'CAS#check'!A$2:A$190,1,FALSE)","v":{"$error":"#N/A"}},1]
[null,null,{"$f":"VLOOKUP('1. Eff Raw Data'!S5995,'CAS#check'!A$2:A$190,1,FALSE)","v":{"$error":"#N/A"}},1]
[null,null,{"$f":"VLOOKUP('1. Eff Raw Data'!S5996,'CAS#check'!A$2:A$190,1,FALSE)","v":{"$error":"#N/A"}},1]
[null,null,{"$f":"VLOOKUP('1. Eff Raw Data'!S5997,'CAS#check'!A$2:A$190,1,FALSE)","v":{"$error":"#N/A"}},1]
[null,null,{"$f":"VLOOKUP('1. Eff Raw Data'!S5998,'CAS#check'!A$2:A$190,1,FALSE)","v":{"$error":"#N/A"}},1]
[null,null,{"$f":"VLOOKUP('1. Eff Raw Data'!S5999,'CAS#check'!A$2:A$190,1,FALSE)","v":{"$error":"#N/A"}},1]
[null,null,{"$f":"VLOOKUP('1. Eff Raw Data'!S6000,'CAS#check'!A$2:A$190,1,FALSE)","v":{"$error":"#N/A"}},1]
[null,null,{"$f":"VLOOKUP('1. Eff Raw Data'!S6001,'CAS#check'!A$2:A$190,1,FALSE)","v":{"$error":"#N/A"}},1]
[null,null,{"$f":"VLOOKUP('1. Eff Raw Data'!S6002,'CAS#check'!A$2:A$190,1,FALSE)","v":{"$error":"#N/A"}},1]
[null,null,{"$f":"VLOOKUP('1. Eff Raw Data'!S6003,'CAS#check'!A$2:A$190,1,FALSE)","v":{"$error":"#N/A"}},1]
[null,null,{"$f":"VLOOKUP('1. Eff Raw Data'!S6004,'CAS#check'!A$2:A$190,1,FALSE)","v":{"$error":"#N/A"}},1]
[null,null,{"$f":"VLOOKUP('1. Eff Raw Data'!S6005,'CAS#check'!A$2:A$190,1,FALSE)","v":{"$error":"#N/A"}},1]
[null,null,{"$f":"VLOOKUP('1. Eff Raw Data'!S6006,'CAS#check'!A$2:A$190,1,FALSE)","v":{"$error":"#N/A"}},1]
[null,null,{"$f":"VLOOKUP('1. Eff Raw Data'!S6007,'CAS#check'!A$2:A$190,1,FALSE)","v":{"$error":"#N/A"}},1]
[null,null,{"$f":"VLOOKUP('1. Eff Raw Data'!S6008,'CAS#check'!A$2:A$190,1,FALSE)","v":{"$error":"#N/A"}},1]
[null,null,{"$f":"VLOOKUP('1. Eff Raw Data'!S6009,'CAS#check'!A$2:A$190,1,FALSE)","v":{"$error":"#N/A"}},1]
[null,null,{"$f":"VLOOKUP('1. Eff Raw Data'!S6010,'CAS#check'!A$2:A$190,1,FALSE)","v":{"$error":"#N/A"}},1]
[null,null,{"$f":"VLOOKUP('1. Eff Raw Data'!S6011,'CAS#check'!A$2:A$190,1,FALSE)","v":{"$error":"#N/A"}},1]
[null,null,{"$f":"VLOOKUP('1. Eff Raw Data'!S6012,'CAS#check'!A$2:A$190,1,FALSE)","v":{"$error":"#N/A"}},1]
[null,null,{"$f":"VLOOKUP('1. Eff Raw Data'!S6013,'CAS#check'!A$2:A$190,1,FALSE)","v":{"$error":"#N/A"}},{"$f":"IFERROR(_xlfn.IFNA(0*C6013,1),0)","v":1}]
[null,null,{"$f":"VLOOKUP('1. Eff Raw Data'!S6014,'CAS#check'!A$2:A$190,1,FALSE)","v":{"$error":"#N/A"}},1]
[null,null,{"$f":"VLOOKUP('1. Eff Raw Data'!S6015,'CAS#check'!A$2:A$190,1,FALSE)","v":{"$error":"#N/A"}},1]
[null,null,{"$f":"VLOOKUP('1. Eff Raw Data'!S6016,'CAS#check'!A$2:A$190,1,FALSE)","v":{"$error":"#N/A"}},1]
[null,null,{"$f":"VLOOKUP('1. Eff Raw Data'!S6017,'CAS#check'!A$2:A$190,1,FALSE)","v":{"$error":"#N/A"}},1]
[null,null,{"$f":"VLOOKUP('1. Eff Raw Data'!S6018,'CAS#check'!A$2:A$190,1,FALSE)","v":{"$error":"#N/A"}},1]
[null,null,{"$f":"VLOOKUP('1. Eff Raw Data'!S6019,'CAS#check'!A$2:A$190,1,FALSE)","v":{"$error":"#N/A"}},1]
[null,null,{"$f":"VLOOKUP('1. Eff Raw Data'!S6020,'CAS#check'!A$2:A$190,1,FALSE)","v":{"$error":"#N/A"}},1]
[null,null,{"$f":"VLOOKUP('1. Eff Raw Data'!S6021,'CAS#check'!A$2:A$190,1,FALSE)","v":{"$error":"#N/A"}},1]
[null,null,{"$f":"VLOOKUP('1. Eff Raw Data'!S6022,'CAS#check'!A$2:A$190,1,FALSE)","v":{"$error":"#N/A"}},1]
[null,null,{"$f":"VLOOKUP('1. Eff Raw Data'!S6023,'CAS#check'!A$2:A$190,1,FALSE)","v":{"$error":"#N/A"}},1]
[null,null,{"$f":"VLOOKUP('1. Eff Raw Data'!S6024,'CAS#check'!A$2:A$190,1,FALSE)","v":{"$error":"#N/A"}},1]
[null,null,{"$f":"VLOOKUP('1. Eff Raw Data'!S6025,'CAS#check'!A$2:A$190,1,FALSE)","v":{"$error":"#N/A"}},1]
[null,null,{"$f":"VLOOKUP('1. Eff Raw Data'!S6026,'CAS#check'!A$2:A$190,1,FALSE)","v":{"$error":"#N/A"}},1]
[null,null,{"$f":"VLOOKUP('1. Eff Raw Data'!S6027,'CAS#check'!A$2:A$190,1,FALSE)","v":{"$error":"#N/A"}},1]
[null,null,{"$f":"VLOOKUP('1. Eff Raw Data'!S6028,'CAS#check'!A$2:A$190,1,FALSE)","v":{"$error":"#N/A"}},1]
[null,null,{"$f":"VLOOKUP('1. Eff Raw Data'!S6029,'CAS#check'!A$2:A$190,1,FALSE)","v":{"$error":"#N/A"}},1]
[null,null,{"$f":"VLOOKUP('1. Eff Raw Data'!S6030,'CAS#check'!A$2:A$190,1,FALSE)","v":{"$error":"#N/A"}},1]
[null,null,{"$f":"VLOOKUP('1. Eff Raw Data'!S6031,'CAS#check'!A$2:A$190,1,FALSE)","v":{"$error":"#N/A"}},1]
[null,null,{"$f":"VLOOKUP('1. Eff Raw Data'!S6032,'CAS#check'!A$2:A$190,1,FALSE)","v":{"$error":"#N/A"}},1]
[null,null,{"$f":"VLOOKUP('1. Eff Raw Data'!S6033,'CAS#check'!A$2:A$190,1,FALSE)","v":{"$error":"#N/A"}},1]
[null,null,{"$f":"VLOOKUP('1. Eff Raw Data'!S6034,'CAS#check'!A$2:A$190,1,FALSE)","v":{"$error":"#N/A"}},1]
[null,null,{"$f":"VLOOKUP('1. Eff Raw Data'!S6035,'CAS#check'!A$2:A$190,1,FALSE)","v":{"$error":"#N/A"}},1]
[null,null,{"$f":"VLOOKUP('1. Eff Raw Data'!S6036,'CAS#check'!A$2:A$190,1,FALSE)","v":{"$error":"#N/A"}},1]
[null,null,{"$f":"VLOOKUP('1. Eff Raw Data'!S6037,'CAS#check'!A$2:A$190,1,FALSE)","v":{"$error":"#N/A"}},1]
[null,null,{"$f":"VLOOKUP('1. Eff Raw Data'!S6038,'CAS#check'!A$2:A$190,1,FALSE)","v":{"$error":"#N/A"}},1]
[null,null,{"$f":"VLOOKUP('1. Eff Raw Data'!S6039,'CAS#check'!A$2:A$190,1,FALSE)","v":{"$error":"#N/A"}},1]
[null,null,{"$f":"VLOOKUP('1. Eff Raw Data'!S6040,'CAS#check'!A$2:A$190,1,FALSE)","v":{"$error":"#N/A"}},1]
[null,null,{"$f":"VLOOKUP('1. Eff Raw Data'!S6041,'CAS#check'!A$2:A$190,1,FALSE)","v":{"$error":"#N/A"}},1]
[null,null,{"$f":"VLOOKUP('1. Eff Raw Data'!S6042,'CAS#check'!A$2:A$190,1,FALSE)","v":{"$error":"#N/A"}},1]
[null,null,{"$f":"VLOOKUP('1. Eff Raw Data'!S6043,'CAS#check'!A$2:A$190,1,FALSE)","v":{"$error":"#N/A"}},1]
[null,null,{"$f":"VLOOKUP('1. Eff Raw Data'!S6044,'CAS#check'!A$2:A$190,1,FALSE)","v":{"$error":"#N/A"}},1]
[null,null,{"$f":"VLOOKUP('1. Eff Raw Data'!S6045,'CAS#check'!A$2:A$190,1,FALSE)","v":{"$error":"#N/A"}},1]
[null,null,{"$f":"VLOOKUP('1. Eff Raw Data'!S6046,'CAS#check'!A$2:A$190,1,FALSE)","v":{"$error":"#N/A"}},1]
[null,null,{"$f":"VLOOKUP('1. Eff Raw Data'!S6047,'CAS#check'!A$2:A$190,1,FALSE)","v":{"$error":"#N/A"}},1]
[null,null,{"$f":"VLOOKUP('1. Eff Raw Data'!S6048,'CAS#check'!A$2:A$190,1,FALSE)","v":{"$error":"#N/A"}},1]
[null,null,{"$f":"VLOOKUP('1. Eff Raw Data'!S6049,'CAS#check'!A$2:A$190,1,FALSE)","v":{"$error":"#N/A"}},1]
[null,null,{"$f":"VLOOKUP('1. Eff Raw Data'!S6050,'CAS#check'!A$2:A$190,1,FALSE)","v":{"$error":"#N/A"}},1]
[null,null,{"$f":"VLOOKUP('1. Eff Raw Data'!S6051,'CAS#check'!A$2:A$190,1,FALSE)","v":{"$error":"#N/A"}},1]
[null,null,{"$f":"VLOOKUP('1. Eff Raw Data'!S6052,'CAS#check'!A$2:A$190,1,FALSE)","v":{"$error":"#N/A"}},1]
[null,null,{"$f":"VLOOKUP('1. Eff Raw Data'!S6053,'CAS#check'!A$2:A$190,1,FALSE)","v":{"$error":"#N/A"}},1]
[null,null,{"$f":"VLOOKUP('1. Eff Raw Data'!S6054,'CAS#check'!A$2:A$190,1,FALSE)","v":{"$error":"#N/A"}},1]
[null,null,{"$f":"VLOOKUP('1. Eff Raw Data'!S6055,'CAS#check'!A$2:A$190,1,FALSE)","v":{"$error":"#N/A"}},1]
[null,null,{"$f":"VLOOKUP('1. Eff Raw Data'!S6056,'CAS#check'!A$2:A$190,1,FALSE)","v":{"$error":"#N/A"}},1]
[null,null,{"$f":"VLOOKUP('1. Eff Raw Data'!S6057,'CAS#check'!A$2:A$190,1,FALSE)","v":{"$error":"#N/A"}},1]
[null,null,{"$f":"VLOOKUP('1. Eff Raw Data'!S6058,'CAS#check'!A$2:A$190,1,FALSE)","v":{"$error":"#N/A"}},1]
[null,null,{"$f":"VLOOKUP('1. Eff Raw Data'!S6059,'CAS#check'!A$2:A$190,1,FALSE)","v":{"$error":"#N/A"}},1]
[null,null,{"$f":"VLOOKUP('1. Eff Raw Data'!S6060,'CAS#check'!A$2:A$190,1,FALSE)","v":{"$error":"#N/A"}},1]
[null,null,{"$f":"VLOOKUP('1. Eff Raw Data'!S6061,'CAS#check'!A$2:A$190,1,FALSE)","v":{"$error":"#N/A"}},1]
[null,null,{"$f":"VLOOKUP('1. Eff Raw Data'!S6062,'CAS#check'!A$2:A$190,1,FALSE)","v":{"$error":"#N/A"}},1]
[null,null,{"$f":"VLOOKUP('1. Eff Raw Data'!S6063,'CAS#check'!A$2:A$190,1,FALSE)","v":{"$error":"#N/A"}},1]
[null,null,{"$f":"VLOOKUP('1. Eff Raw Data'!S6064,'CAS#check'!A$2:A$190,1,FALSE)","v":{"$error":"#N/A"}},1]
[null,null,{"$f":"VLOOKUP('1. Eff Raw Data'!S6065,'CAS#check'!A$2:A$190,1,FALSE)","v":{"$error":"#N/A"}},1]
[null,null,{"$f":"VLOOKUP('1. Eff Raw Data'!S6066,'CAS#check'!A$2:A$190,1,FALSE)","v":{"$error":"#N/A"}},1]
[null,null,{"$f":"VLOOKUP('1. Eff Raw Data'!S6067,'CAS#check'!A$2:A$190,1,FALSE)","v":{"$error":"#N/A"}},1]
[null,null,{"$f":"VLOOKUP('1. Eff Raw Data'!S6068,'CAS#check'!A$2:A$190,1,FALSE)","v":{"$error":"#N/A"}},1]
[null,null,{"$f":"VLOOKUP('1. Eff Raw Data'!S6069,'CAS#check'!A$2:A$190,1,FALSE)","v":{"$error":"#N/A"}},1]
[null,null,{"$f":"VLOOKUP('1. Eff Raw Data'!S6070,'CAS#check'!A$2:A$190,1,FALSE)","v":{"$error":"#N/A"}},1]
[null,null,{"$f":"VLOOKUP('1. Eff Raw Data'!S6071,'CAS#check'!A$2:A$190,1,FALSE)","v":{"$error":"#N/A"}},1]
[null,null,{"$f":"VLOOKUP('1. Eff Raw Data'!S6072,'CAS#check'!A$2:A$190,1,FALSE)","v":{"$error":"#N/A"}},1]
[null,null,{"$f":"VLOOKUP('1. Eff Raw Data'!S6073,'CAS#check'!A$2:A$190,1,FALSE)","v":{"$error":"#N/A"}},1]
[null,null,{"$f":"VLOOKUP('1. Eff Raw Data'!S6074,'CAS#check'!A$2:A$190,1,FALSE)","v":{"$error":"#N/A"}},1]
[null,null,{"$f":"VLOOKUP('1. Eff Raw Data'!S6075,'CAS#check'!A$2:A$190,1,FALSE)","v":{"$error":"#N/A"}},1]
[null,null,{"$f":"VLOOKUP('1. Eff Raw Data'!S6076,'CAS#check'!A$2:A$190,1,FALSE)","v":{"$error":"#N/A"}},1]
[null,null,{"$f":"VLOOKUP('1. Eff Raw Data'!S6077,'CAS#check'!A$2:A$190,1,FALSE)","v":{"$error":"#N/A"}},{"$f":"IFERROR(_xlfn.IFNA(0*C6077,1),0)","v":1}]
[null,null,{"$f":"VLOOKUP('1. Eff Raw Data'!S6078,'CAS#check'!A$2:A$190,1,FALSE)","v":{"$error":"#N/A"}},1]
[null,null,{"$f":"VLOOKUP('1. Eff Raw Data'!S6079,'CAS#check'!A$2:A$190,1,FALSE)","v":{"$error":"#N/A"}},1]
[null,null,{"$f":"VLOOKUP('1. Eff Raw Data'!S6080,'CAS#check'!A$2:A$190,1,FALSE)","v":{"$error":"#N/A"}},1]
[null,null,{"$f":"VLOOKUP('1. Eff Raw Data'!S6081,'CAS#check'!A$2:A$190,1,FALSE)","v":{"$error":"#N/A"}},1]
[null,null,{"$f":"VLOOKUP('1. Eff Raw Data'!S6082,'CAS#check'!A$2:A$190,1,FALSE)","v":{"$error":"#N/A"}},1]
[null,null,{"$f":"VLOOKUP('1. Eff Raw Data'!S6083,'CAS#check'!A$2:A$190,1,FALSE)","v":{"$error":"#N/A"}},1]
[null,null,{"$f":"VLOOKUP('1. Eff Raw Data'!S6084,'CAS#check'!A$2:A$190,1,FALSE)","v":{"$error":"#N/A"}},1]
[null,null,{"$f":"VLOOKUP('1. Eff Raw Data'!S6085,'CAS#check'!A$2:A$190,1,FALSE)","v":{"$error":"#N/A"}},1]
[null,null,{"$f":"VLOOKUP('1. Eff Raw Data'!S6086,'CAS#check'!A$2:A$190,1,FALSE)","v":{"$error":"#N/A"}},1]
[null,null,{"$f":"VLOOKUP('1. Eff Raw Data'!S6087,'CAS#check'!A$2:A$190,1,FALSE)","v":{"$error":"#N/A"}},1]
[null,null,{"$f":"VLOOKUP('1. Eff Raw Data'!S6088,'CAS#check'!A$2:A$190,1,FALSE)","v":{"$error":"#N/A"}},1]
[null,null,{"$f":"VLOOKUP('1. Eff Raw Data'!S6089,'CAS#check'!A$2:A$190,1,FALSE)","v":{"$error":"#N/A"}},1]
[null,null,{"$f":"VLOOKUP('1. Eff Raw Data'!S6090,'CAS#check'!A$2:A$190,1,FALSE)","v":{"$error":"#N/A"}},1]
[null,null,{"$f":"VLOOKUP('1. Eff Raw Data'!S6091,'CAS#check'!A$2:A$190,1,FALSE)","v":{"$error":"#N/A"}},1]
[null,null,{"$f":"VLOOKUP('1. Eff Raw Data'!S6092,'CAS#check'!A$2:A$190,1,FALSE)","v":{"$error":"#N/A"}},1]
[null,null,{"$f":"VLOOKUP('1. Eff Raw Data'!S6093,'CAS#check'!A$2:A$190,1,FALSE)","v":{"$error":"#N/A"}},1]
[null,null,{"$f":"VLOOKUP('1. Eff Raw Data'!S6094,'CAS#check'!A$2:A$190,1,FALSE)","v":{"$error":"#N/A"}},1]
[null,null,{"$f":"VLOOKUP('1. Eff Raw Data'!S6095,'CAS#check'!A$2:A$190,1,FALSE)","v":{"$error":"#N/A"}},1]
[null,null,{"$f":"VLOOKUP('1. Eff Raw Data'!S6096,'CAS#check'!A$2:A$190,1,FALSE)","v":{"$error":"#N/A"}},1]
[null,null,{"$f":"VLOOKUP('1. Eff Raw Data'!S6097,'CAS#check'!A$2:A$190,1,FALSE)","v":{"$error":"#N/A"}},1]
[null,null,{"$f":"VLOOKUP('1. Eff Raw Data'!S6098,'CAS#check'!A$2:A$190,1,FALSE)","v":{"$error":"#N/A"}},1]
[null,null,{"$f":"VLOOKUP('1. Eff Raw Data'!S6099,'CAS#check'!A$2:A$190,1,FALSE)","v":{"$error":"#N/A"}},1]
[null,null,{"$f":"VLOOKUP('1. Eff Raw Data'!S6100,'CAS#check'!A$2:A$190,1,FALSE)","v":{"$error":"#N/A"}},1]
[null,null,{"$f":"VLOOKUP('1. Eff Raw Data'!S6101,'CAS#check'!A$2:A$190,1,FALSE)","v":{"$error":"#N/A"}},1]
[null,null,{"$f":"VLOOKUP('1. Eff Raw Data'!S6102,'CAS#check'!A$2:A$190,1,FALSE)","v":{"$error":"#N/A"}},1]
[null,null,{"$f":"VLOOKUP('1. Eff Raw Data'!S6103,'CAS#check'!A$2:A$190,1,FALSE)","v":{"$error":"#N/A"}},1]
[null,null,{"$f":"VLOOKUP('1. Eff Raw Data'!S6104,'CAS#check'!A$2:A$190,1,FALSE)","v":{"$error":"#N/A"}},1]
[null,null,{"$f":"VLOOKUP('1. Eff Raw Data'!S6105,'CAS#check'!A$2:A$190,1,FALSE)","v":{"$error":"#N/A"}},1]
[null,null,{"$f":"VLOOKUP('1. Eff Raw Data'!S6106,'CAS#check'!A$2:A$190,1,FALSE)","v":{"$error":"#N/A"}},1]
[null,null,{"$f":"VLOOKUP('1. Eff Raw Data'!S6107,'CAS#check'!A$2:A$190,1,FALSE)","v":{"$error":"#N/A"}},1]
[null,null,{"$f":"VLOOKUP('1. Eff Raw Data'!S6108,'CAS#check'!A$2:A$190,1,FALSE)","v":{"$error":"#N/A"}},1]
[null,null,{"$f":"VLOOKUP('1. Eff Raw Data'!S6109,'CAS#check'!A$2:A$190,1,FALSE)","v":{"$error":"#N/A"}},1]
[null,null,{"$f":"VLOOKUP('1. Eff Raw Data'!S6110,'CAS#check'!A$2:A$190,1,FALSE)","v":{"$error":"#N/A"}},1]
[null,null,{"$f":"VLOOKUP('1. Eff Raw Data'!S6111,'CAS#check'!A$2:A$190,1,FALSE)","v":{"$error":"#N/A"}},1]
[null,null,{"$f":"VLOOKUP('1. Eff Raw Data'!S6112,'CAS#check'!A$2:A$190,1,FALSE)","v":{"$error":"#N/A"}},1]
[null,null,{"$f":"VLOOKUP('1. Eff Raw Data'!S6113,'CAS#check'!A$2:A$190,1,FALSE)","v":{"$error":"#N/A"}},1]
[null,null,{"$f":"VLOOKUP('1. Eff Raw Data'!S6114,'CAS#check'!A$2:A$190,1,FALSE)","v":{"$error":"#N/A"}},1]
[null,null,{"$f":"VLOOKUP('1. Eff Raw Data'!S6115,'CAS#check'!A$2:A$190,1,FALSE)","v":{"$error":"#N/A"}},1]
[null,null,{"$f":"VLOOKUP('1. Eff Raw Data'!S6116,'CAS#check'!A$2:A$190,1,FALSE)","v":{"$error":"#N/A"}},1]
[null,null,{"$f":"VLOOKUP('1. Eff Raw Data'!S6117,'CAS#check'!A$2:A$190,1,FALSE)","v":{"$error":"#N/A"}},1]
[null,null,{"$f":"VLOOKUP('1. Eff Raw Data'!S6118,'CAS#check'!A$2:A$190,1,FALSE)","v":{"$error":"#N/A"}},1]
[null,null,{"$f":"VLOOKUP('1. Eff Raw Data'!S6119,'CAS#check'!A$2:A$190,1,FALSE)","v":{"$error":"#N/A"}},1]
[null,null,{"$f":"VLOOKUP('1. Eff Raw Data'!S6120,'CAS#check'!A$2:A$190,1,FALSE)","v":{"$error":"#N/A"}},1]
[null,null,{"$f":"VLOOKUP('1. Eff Raw Data'!S6121,'CAS#check'!A$2:A$190,1,FALSE)","v":{"$error":"#N/A"}},1]
[null,null,{"$f":"VLOOKUP('1. Eff Raw Data'!S6122,'CAS#check'!A$2:A$190,1,FALSE)","v":{"$error":"#N/A"}},1]
[null,null,{"$f":"VLOOKUP('1. Eff Raw Data'!S6123,'CAS#check'!A$2:A$190,1,FALSE)","v":{"$error":"#N/A"}},1]
[null,null,{"$f":"VLOOKUP('1. Eff Raw Data'!S6124,'CAS#check'!A$2:A$190,1,FALSE)","v":{"$error":"#N/A"}},1]
[null,null,{"$f":"VLOOKUP('1. Eff Raw Data'!S6125,'CAS#check'!A$2:A$190,1,FALSE)","v":{"$error":"#N/A"}},1]
[null,null,{"$f":"VLOOKUP('1. Eff Raw Data'!S6126,'CAS#check'!A$2:A$190,1,FALSE)","v":{"$error":"#N/A"}},1]
[null,null,{"$f":"VLOOKUP('1. Eff Raw Data'!S6127,'CAS#check'!A$2:A$190,1,FALSE)","v":{"$error":"#N/A"}},1]
[null,null,{"$f":"VLOOKUP('1. Eff Raw Data'!S6128,'CAS#check'!A$2:A$190,1,FALSE)","v":{"$error":"#N/A"}},1]
[null,null,{"$f":"VLOOKUP('1. Eff Raw Data'!S6129,'CAS#check'!A$2:A$190,1,FALSE)","v":{"$error":"#N/A"}},1]
[null,null,{"$f":"VLOOKUP('1. Eff Raw Data'!S6130,'CAS#check'!A$2:A$190,1,FALSE)","v":{"$error":"#N/A"}},1]
[null,null,{"$f":"VLOOKUP('1. Eff Raw Data'!S6131,'CAS#check'!A$2:A$190,1,FALSE)","v":{"$error":"#N/A"}},1]
[null,null,{"$f":"VLOOKUP('1. Eff Raw Data'!S6132,'CAS#check'!A$2:A$190,1,FALSE)","v":{"$error":"#N/A"}},1]
[null,null,{"$f":"VLOOKUP('1. Eff Raw Data'!S6133,'CAS#check'!A$2:A$190,1,FALSE)","v":{"$error":"#N/A"}},1]
[null,null,{"$f":"VLOOKUP('1. Eff Raw Data'!S6134,'CAS#check'!A$2:A$190,1,FALSE)","v":{"$error":"#N/A"}},1]
[null,null,{"$f":"VLOOKUP('1. Eff Raw Data'!S6135,'CAS#check'!A$2:A$190,1,FALSE)","v":{"$error":"#N/A"}},1]
[null,null,{"$f":"VLOOKUP('1. Eff Raw Data'!S6136,'CAS#check'!A$2:A$190,1,FALSE)","v":{"$error":"#N/A"}},1]
[null,null,{"$f":"VLOOKUP('1. Eff Raw Data'!S6137,'CAS#check'!A$2:A$190,1,FALSE)","v":{"$error":"#N/A"}},1]
[null,null,{"$f":"VLOOKUP('1. Eff Raw Data'!S6138,'CAS#check'!A$2:A$190,1,FALSE)","v":{"$error":"#N/A"}},1]
[null,null,{"$f":"VLOOKUP('1. Eff Raw Data'!S6139,'CAS#check'!A$2:A$190,1,FALSE)","v":{"$error":"#N/A"}},1]
[null,null,{"$f":"VLOOKUP('1. Eff Raw Data'!S6140,'CAS#check'!A$2:A$190,1,FALSE)","v":{"$error":"#N/A"}},1]
[null,null,{"$f":"VLOOKUP('1. Eff Raw Data'!S6141,'CAS#check'!A$2:A$190,1,FALSE)","v":{"$error":"#N/A"}},{"$f":"IFERROR(_xlfn.IFNA(0*C6141,1),0)","v":1}]
[null,null,{"$f":"VLOOKUP('1. Eff Raw Data'!S6142,'CAS#check'!A$2:A$190,1,FALSE)","v":{"$error":"#N/A"}},1]
[null,null,{"$f":"VLOOKUP('1. Eff Raw Data'!S6143,'CAS#check'!A$2:A$190,1,FALSE)","v":{"$error":"#N/A"}},1]
[null,null,{"$f":"VLOOKUP('1. Eff Raw Data'!S6144,'CAS#check'!A$2:A$190,1,FALSE)","v":{"$error":"#N/A"}},1]
[null,null,{"$f":"VLOOKUP('1. Eff Raw Data'!S6145,'CAS#check'!A$2:A$190,1,FALSE)","v":{"$error":"#N/A"}},1]
[null,null,{"$f":"VLOOKUP('1. Eff Raw Data'!S6146,'CAS#check'!A$2:A$190,1,FALSE)","v":{"$error":"#N/A"}},1]
[null,null,{"$f":"VLOOKUP('1. Eff Raw Data'!S6147,'CAS#check'!A$2:A$190,1,FALSE)","v":{"$error":"#N/A"}},1]
[null,null,{"$f":"VLOOKUP('1. Eff Raw Data'!S6148,'CAS#check'!A$2:A$190,1,FALSE)","v":{"$error":"#N/A"}},1]
[null,null,{"$f":"VLOOKUP('1. Eff Raw Data'!S6149,'CAS#check'!A$2:A$190,1,FALSE)","v":{"$error":"#N/A"}},1]
[null,null,{"$f":"VLOOKUP('1. Eff Raw Data'!S6150,'CAS#check'!A$2:A$190,1,FALSE)","v":{"$error":"#N/A"}},1]
[null,null,{"$f":"VLOOKUP('1. Eff Raw Data'!S6151,'CAS#check'!A$2:A$190,1,FALSE)","v":{"$error":"#N/A"}},1]
[null,null,{"$f":"VLOOKUP('1. Eff Raw Data'!S6152,'CAS#check'!A$2:A$190,1,FALSE)","v":{"$error":"#N/A"}},1]
[null,null,{"$f":"VLOOKUP('1. Eff Raw Data'!S6153,'CAS#check'!A$2:A$190,1,FALSE)","v":{"$error":"#N/A"}},1]
[null,null,{"$f":"VLOOKUP('1. Eff Raw Data'!S6154,'CAS#check'!A$2:A$190,1,FALSE)","v":{"$error":"#N/A"}},1]
[null,null,{"$f":"VLOOKUP('1. Eff Raw Data'!S6155,'CAS#check'!A$2:A$190,1,FALSE)","v":{"$error":"#N/A"}},1]
[null,null,{"$f":"VLOOKUP('1. Eff Raw Data'!S6156,'CAS#check'!A$2:A$190,1,FALSE)","v":{"$error":"#N/A"}},1]
[null,null,{"$f":"VLOOKUP('1. Eff Raw Data'!S6157,'CAS#check'!A$2:A$190,1,FALSE)","v":{"$error":"#N/A"}},1]
[null,null,{"$f":"VLOOKUP('1. Eff Raw Data'!S6158,'CAS#check'!A$2:A$190,1,FALSE)","v":{"$error":"#N/A"}},1]
[null,null,{"$f":"VLOOKUP('1. Eff Raw Data'!S6159,'CAS#check'!A$2:A$190,1,FALSE)","v":{"$error":"#N/A"}},1]
[null,null,{"$f":"VLOOKUP('1. Eff Raw Data'!S6160,'CAS#check'!A$2:A$190,1,FALSE)","v":{"$error":"#N/A"}},1]
[null,null,{"$f":"VLOOKUP('1. Eff Raw Data'!S6161,'CAS#check'!A$2:A$190,1,FALSE)","v":{"$error":"#N/A"}},1]
[null,null,{"$f":"VLOOKUP('1. Eff Raw Data'!S6162,'CAS#check'!A$2:A$190,1,FALSE)","v":{"$error":"#N/A"}},1]
[null,null,{"$f":"VLOOKUP('1. Eff Raw Data'!S6163,'CAS#check'!A$2:A$190,1,FALSE)","v":{"$error":"#N/A"}},1]
[null,null,{"$f":"VLOOKUP('1. Eff Raw Data'!S6164,'CAS#check'!A$2:A$190,1,FALSE)","v":{"$error":"#N/A"}},1]
[null,null,{"$f":"VLOOKUP('1. Eff Raw Data'!S6165,'CAS#check'!A$2:A$190,1,FALSE)","v":{"$error":"#N/A"}},1]
[null,null,{"$f":"VLOOKUP('1. Eff Raw Data'!S6166,'CAS#check'!A$2:A$190,1,FALSE)","v":{"$error":"#N/A"}},1]
[null,null,{"$f":"VLOOKUP('1. Eff Raw Data'!S6167,'CAS#check'!A$2:A$190,1,FALSE)","v":{"$error":"#N/A"}},1]
[null,null,{"$f":"VLOOKUP('1. Eff Raw Data'!S6168,'CAS#check'!A$2:A$190,1,FALSE)","v":{"$error":"#N/A"}},1]
[null,null,{"$f":"VLOOKUP('1. Eff Raw Data'!S6169,'CAS#check'!A$2:A$190,1,FALSE)","v":{"$error":"#N/A"}},1]
[null,null,{"$f":"VLOOKUP('1. Eff Raw Data'!S6170,'CAS#check'!A$2:A$190,1,FALSE)","v":{"$error":"#N/A"}},1]
[null,null,{"$f":"VLOOKUP('1. Eff Raw Data'!S6171,'CAS#check'!A$2:A$190,1,FALSE)","v":{"$error":"#N/A"}},1]
[null,null,{"$f":"VLOOKUP('1. Eff Raw Data'!S6172,'CAS#check'!A$2:A$190,1,FALSE)","v":{"$error":"#N/A"}},1]
[null,null,{"$f":"VLOOKUP('1. Eff Raw Data'!S6173,'CAS#check'!A$2:A$190,1,FALSE)","v":{"$error":"#N/A"}},1]
[null,null,{"$f":"VLOOKUP('1. Eff Raw Data'!S6174,'CAS#check'!A$2:A$190,1,FALSE)","v":{"$error":"#N/A"}},1]
[null,null,{"$f":"VLOOKUP('1. Eff Raw Data'!S6175,'CAS#check'!A$2:A$190,1,FALSE)","v":{"$error":"#N/A"}},1]
[null,null,{"$f":"VLOOKUP('1. Eff Raw Data'!S6176,'CAS#check'!A$2:A$190,1,FALSE)","v":{"$error":"#N/A"}},1]
[null,null,{"$f":"VLOOKUP('1. Eff Raw Data'!S6177,'CAS#check'!A$2:A$190,1,FALSE)","v":{"$error":"#N/A"}},1]
[null,null,{"$f":"VLOOKUP('1. Eff Raw Data'!S6178,'CAS#check'!A$2:A$190,1,FALSE)","v":{"$error":"#N/A"}},1]
[null,null,{"$f":"VLOOKUP('1. Eff Raw Data'!S6179,'CAS#check'!A$2:A$190,1,FALSE)","v":{"$error":"#N/A"}},1]
[null,null,{"$f":"VLOOKUP('1. Eff Raw Data'!S6180,'CAS#check'!A$2:A$190,1,FALSE)","v":{"$error":"#N/A"}},1]
[null,null,{"$f":"VLOOKUP('1. Eff Raw Data'!S6181,'CAS#check'!A$2:A$190,1,FALSE)","v":{"$error":"#N/A"}},1]
[null,null,{"$f":"VLOOKUP('1. Eff Raw Data'!S6182,'CAS#check'!A$2:A$190,1,FALSE)","v":{"$error":"#N/A"}},1]
[null,null,{"$f":"VLOOKUP('1. Eff Raw Data'!S6183,'CAS#check'!A$2:A$190,1,FALSE)","v":{"$error":"#N/A"}},1]
[null,null,{"$f":"VLOOKUP('1. Eff Raw Data'!S6184,'CAS#check'!A$2:A$190,1,FALSE)","v":{"$error":"#N/A"}},1]
[null,null,{"$f":"VLOOKUP('1. Eff Raw Data'!S6185,'CAS#check'!A$2:A$190,1,FALSE)","v":{"$error":"#N/A"}},1]
[null,null,{"$f":"VLOOKUP('1. Eff Raw Data'!S6186,'CAS#check'!A$2:A$190,1,FALSE)","v":{"$error":"#N/A"}},1]
[null,null,{"$f":"VLOOKUP('1. Eff Raw Data'!S6187,'CAS#check'!A$2:A$190,1,FALSE)","v":{"$error":"#N/A"}},1]
[null,null,{"$f":"VLOOKUP('1. Eff Raw Data'!S6188,'CAS#check'!A$2:A$190,1,FALSE)","v":{"$error":"#N/A"}},1]
[null,null,{"$f":"VLOOKUP('1. Eff Raw Data'!S6189,'CAS#check'!A$2:A$190,1,FALSE)","v":{"$error":"#N/A"}},1]
[null,null,{"$f":"VLOOKUP('1. Eff Raw Data'!S6190,'CAS#check'!A$2:A$190,1,FALSE)","v":{"$error":"#N/A"}},1]
[null,null,{"$f":"VLOOKUP('1. Eff Raw Data'!S6191,'CAS#check'!A$2:A$190,1,FALSE)","v":{"$error":"#N/A"}},1]
[null,null,{"$f":"VLOOKUP('1. Eff Raw Data'!S6192,'CAS#check'!A$2:A$190,1,FALSE)","v":{"$error":"#N/A"}},1]
[null,null,{"$f":"VLOOKUP('1. Eff Raw Data'!S6193,'CAS#check'!A$2:A$190,1,FALSE)","v":{"$error":"#N/A"}},1]
[null,null,{"$f":"VLOOKUP('1. Eff Raw Data'!S6194,'CAS#check'!A$2:A$190,1,FALSE)","v":{"$error":"#N/A"}},1]
[null,null,{"$f":"VLOOKUP('1. Eff Raw Data'!S6195,'CAS#check'!A$2:A$190,1,FALSE)","v":{"$error":"#N/A"}},1]
[null,null,{"$f":"VLOOKUP('1. Eff Raw Data'!S6196,'CAS#check'!A$2:A$190,1,FALSE)","v":{"$error":"#N/A"}},1]
[null,null,{"$f":"VLOOKUP('1. Eff Raw Data'!S6197,'CAS#check'!A$2:A$190,1,FALSE)","v":{"$error":"#N/A"}},1]
[null,null,{"$f":"VLOOKUP('1. Eff Raw Data'!S6198,'CAS#check'!A$2:A$190,1,FALSE)","v":{"$error":"#N/A"}},1]
[null,null,{"$f":"VLOOKUP('1. Eff Raw Data'!S6199,'CAS#check'!A$2:A$190,1,FALSE)","v":{"$error":"#N/A"}},1]
[null,null,{"$f":"VLOOKUP('1. Eff Raw Data'!S6200,'CAS#check'!A$2:A$190,1,FALSE)","v":{"$error":"#N/A"}},1]
[null,null,{"$f":"VLOOKUP('1. Eff Raw Data'!S6201,'CAS#check'!A$2:A$190,1,FALSE)","v":{"$error":"#N/A"}},1]
[null,null,{"$f":"VLOOKUP('1. Eff Raw Data'!S6202,'CAS#check'!A$2:A$190,1,FALSE)","v":{"$error":"#N/A"}},1]
[null,null,{"$f":"VLOOKUP('1. Eff Raw Data'!S6203,'CAS#check'!A$2:A$190,1,FALSE)","v":{"$error":"#N/A"}},1]
[null,null,{"$f":"VLOOKUP('1. Eff Raw Data'!S6204,'CAS#check'!A$2:A$190,1,FALSE)","v":{"$error":"#N/A"}},1]
[null,null,{"$f":"VLOOKUP('1. Eff Raw Data'!S6205,'CAS#check'!A$2:A$190,1,FALSE)","v":{"$error":"#N/A"}},{"$f":"IFERROR(_xlfn.IFNA(0*C6205,1),0)","v":1}]
[null,null,{"$f":"VLOOKUP('1. Eff Raw Data'!S6206,'CAS#check'!A$2:A$190,1,FALSE)","v":{"$error":"#N/A"}},1]
[null,null,{"$f":"VLOOKUP('1. Eff Raw Data'!S6207,'CAS#check'!A$2:A$190,1,FALSE)","v":{"$error":"#N/A"}},1]
[null,null,{"$f":"VLOOKUP('1. Eff Raw Data'!S6208,'CAS#check'!A$2:A$190,1,FALSE)","v":{"$error":"#N/A"}},1]
[null,null,{"$f":"VLOOKUP('1. Eff Raw Data'!S6209,'CAS#check'!A$2:A$190,1,FALSE)","v":{"$error":"#N/A"}},1]
[null,null,{"$f":"VLOOKUP('1. Eff Raw Data'!S6210,'CAS#check'!A$2:A$190,1,FALSE)","v":{"$error":"#N/A"}},1]
[null,null,{"$f":"VLOOKUP('1. Eff Raw Data'!S6211,'CAS#check'!A$2:A$190,1,FALSE)","v":{"$error":"#N/A"}},1]
[null,null,{"$f":"VLOOKUP('1. Eff Raw Data'!S6212,'CAS#check'!A$2:A$190,1,FALSE)","v":{"$error":"#N/A"}},1]
[null,null,{"$f":"VLOOKUP('1. Eff Raw Data'!S6213,'CAS#check'!A$2:A$190,1,FALSE)","v":{"$error":"#N/A"}},1]
[null,null,{"$f":"VLOOKUP('1. Eff Raw Data'!S6214,'CAS#check'!A$2:A$190,1,FALSE)","v":{"$error":"#N/A"}},1]
[null,null,{"$f":"VLOOKUP('1. Eff Raw Data'!S6215,'CAS#check'!A$2:A$190,1,FALSE)","v":{"$error":"#N/A"}},1]
[null,null,{"$f":"VLOOKUP('1. Eff Raw Data'!S6216,'CAS#check'!A$2:A$190,1,FALSE)","v":{"$error":"#N/A"}},1]
[null,null,{"$f":"VLOOKUP('1. Eff Raw Data'!S6217,'CAS#check'!A$2:A$190,1,FALSE)","v":{"$error":"#N/A"}},1]
[null,null,{"$f":"VLOOKUP('1. Eff Raw Data'!S6218,'CAS#check'!A$2:A$190,1,FALSE)","v":{"$error":"#N/A"}},1]
[null,null,{"$f":"VLOOKUP('1. Eff Raw Data'!S6219,'CAS#check'!A$2:A$190,1,FALSE)","v":{"$error":"#N/A"}},1]
[null,null,{"$f":"VLOOKUP('1. Eff Raw Data'!S6220,'CAS#check'!A$2:A$190,1,FALSE)","v":{"$error":"#N/A"}},1]
[null,null,{"$f":"VLOOKUP('1. Eff Raw Data'!S6221,'CAS#check'!A$2:A$190,1,FALSE)","v":{"$error":"#N/A"}},1]
[null,null,{"$f":"VLOOKUP('1. Eff Raw Data'!S6222,'CAS#check'!A$2:A$190,1,FALSE)","v":{"$error":"#N/A"}},1]
[null,null,{"$f":"VLOOKUP('1. Eff Raw Data'!S6223,'CAS#check'!A$2:A$190,1,FALSE)","v":{"$error":"#N/A"}},1]
[null,null,{"$f":"VLOOKUP('1. Eff Raw Data'!S6224,'CAS#check'!A$2:A$190,1,FALSE)","v":{"$error":"#N/A"}},1]
[null,null,{"$f":"VLOOKUP('1. Eff Raw Data'!S6225,'CAS#check'!A$2:A$190,1,FALSE)","v":{"$error":"#N/A"}},1]
[null,null,{"$f":"VLOOKUP('1. Eff Raw Data'!S6226,'CAS#check'!A$2:A$190,1,FALSE)","v":{"$error":"#N/A"}},1]
[null,null,{"$f":"VLOOKUP('1. Eff Raw Data'!S6227,'CAS#check'!A$2:A$190,1,FALSE)","v":{"$error":"#N/A"}},1]
[null,null,{"$f":"VLOOKUP('1. Eff Raw Data'!S6228,'CAS#check'!A$2:A$190,1,FALSE)","v":{"$error":"#N/A"}},1]
[null,null,{"$f":"VLOOKUP('1. Eff Raw Data'!S6229,'CAS#check'!A$2:A$190,1,FALSE)","v":{"$error":"#N/A"}},1]
[null,null,{"$f":"VLOOKUP('1. Eff Raw Data'!S6230,'CAS#check'!A$2:A$190,1,FALSE)","v":{"$error":"#N/A"}},1]
[null,null,{"$f":"VLOOKUP('1. Eff Raw Data'!S6231,'CAS#check'!A$2:A$190,1,FALSE)","v":{"$error":"#N/A"}},1]
[null,null,{"$f":"VLOOKUP('1. Eff Raw Data'!S6232,'CAS#check'!A$2:A$190,1,FALSE)","v":{"$error":"#N/A"}},1]
[null,null,{"$f":"VLOOKUP('1. Eff Raw Data'!S6233,'CAS#check'!A$2:A$190,1,FALSE)","v":{"$error":"#N/A"}},1]
[null,null,{"$f":"VLOOKUP('1. Eff Raw Data'!S6234,'CAS#check'!A$2:A$190,1,FALSE)","v":{"$error":"#N/A"}},1]
[null,null,{"$f":"VLOOKUP('1. Eff Raw Data'!S6235,'CAS#check'!A$2:A$190,1,FALSE)","v":{"$error":"#N/A"}},1]
[null,null,{"$f":"VLOOKUP('1. Eff Raw Data'!S6236,'CAS#check'!A$2:A$190,1,FALSE)","v":{"$error":"#N/A"}},1]
[null,null,{"$f":"VLOOKUP('1. Eff Raw Data'!S6237,'CAS#check'!A$2:A$190,1,FALSE)","v":{"$error":"#N/A"}},1]
[null,null,{"$f":"VLOOKUP('1. Eff Raw Data'!S6238,'CAS#check'!A$2:A$190,1,FALSE)","v":{"$error":"#N/A"}},1]
[null,null,{"$f":"VLOOKUP('1. Eff Raw Data'!S6239,'CAS#check'!A$2:A$190,1,FALSE)","v":{"$error":"#N/A"}},1]
[null,null,{"$f":"VLOOKUP('1. Eff Raw Data'!S6240,'CAS#check'!A$2:A$190,1,FALSE)","v":{"$error":"#N/A"}},1]
[null,null,{"$f":"VLOOKUP('1. Eff Raw Data'!S6241,'CAS#check'!A$2:A$190,1,FALSE)","v":{"$error":"#N/A"}},1]
[null,null,{"$f":"VLOOKUP('1. Eff Raw Data'!S6242,'CAS#check'!A$2:A$190,1,FALSE)","v":{"$error":"#N/A"}},1]
[null,null,{"$f":"VLOOKUP('1. Eff Raw Data'!S6243,'CAS#check'!A$2:A$190,1,FALSE)","v":{"$error":"#N/A"}},1]
[null,null,{"$f":"VLOOKUP('1. Eff Raw Data'!S6244,'CAS#check'!A$2:A$190,1,FALSE)","v":{"$error":"#N/A"}},1]
[null,null,{"$f":"VLOOKUP('1. Eff Raw Data'!S6245,'CAS#check'!A$2:A$190,1,FALSE)","v":{"$error":"#N/A"}},1]
[null,null,{"$f":"VLOOKUP('1. Eff Raw Data'!S6246,'CAS#check'!A$2:A$190,1,FALSE)","v":{"$error":"#N/A"}},1]
[null,null,{"$f":"VLOOKUP('1. Eff Raw Data'!S6247,'CAS#check'!A$2:A$190,1,FALSE)","v":{"$error":"#N/A"}},1]
[null,null,{"$f":"VLOOKUP('1. Eff Raw Data'!S6248,'CAS#check'!A$2:A$190,1,FALSE)","v":{"$error":"#N/A"}},1]
[null,null,{"$f":"VLOOKUP('1. Eff Raw Data'!S6249,'CAS#check'!A$2:A$190,1,FALSE)","v":{"$error":"#N/A"}},1]
[null,null,{"$f":"VLOOKUP('1. Eff Raw Data'!S6250,'CAS#check'!A$2:A$190,1,FALSE)","v":{"$error":"#N/A"}},1]
[null,null,{"$f":"VLOOKUP('1. Eff Raw Data'!S6251,'CAS#check'!A$2:A$190,1,FALSE)","v":{"$error":"#N/A"}},1]
[null,null,{"$f":"VLOOKUP('1. Eff Raw Data'!S6252,'CAS#check'!A$2:A$190,1,FALSE)","v":{"$error":"#N/A"}},1]
[null,null,{"$f":"VLOOKUP('1. Eff Raw Data'!S6253,'CAS#check'!A$2:A$190,1,FALSE)","v":{"$error":"#N/A"}},1]
[null,null,{"$f":"VLOOKUP('1. Eff Raw Data'!S6254,'CAS#check'!A$2:A$190,1,FALSE)","v":{"$error":"#N/A"}},1]
[null,null,{"$f":"VLOOKUP('1. Eff Raw Data'!S6255,'CAS#check'!A$2:A$190,1,FALSE)","v":{"$error":"#N/A"}},1]
[null,null,{"$f":"VLOOKUP('1. Eff Raw Data'!S6256,'CAS#check'!A$2:A$190,1,FALSE)","v":{"$error":"#N/A"}},1]
[null,null,{"$f":"VLOOKUP('1. Eff Raw Data'!S6257,'CAS#check'!A$2:A$190,1,FALSE)","v":{"$error":"#N/A"}},1]
[null,null,{"$f":"VLOOKUP('1. Eff Raw Data'!S6258,'CAS#check'!A$2:A$190,1,FALSE)","v":{"$error":"#N/A"}},1]
[null,null,{"$f":"VLOOKUP('1. Eff Raw Data'!S6259,'CAS#check'!A$2:A$190,1,FALSE)","v":{"$error":"#N/A"}},1]
[null,null,{"$f":"VLOOKUP('1. Eff Raw Data'!S6260,'CAS#check'!A$2:A$190,1,FALSE)","v":{"$error":"#N/A"}},1]
[null,null,{"$f":"VLOOKUP('1. Eff Raw Data'!S6261,'CAS#check'!A$2:A$190,1,FALSE)","v":{"$error":"#N/A"}},1]
[null,null,{"$f":"VLOOKUP('1. Eff Raw Data'!S6262,'CAS#check'!A$2:A$190,1,FALSE)","v":{"$error":"#N/A"}},1]
[null,null,{"$f":"VLOOKUP('1. Eff Raw Data'!S6263,'CAS#check'!A$2:A$190,1,FALSE)","v":{"$error":"#N/A"}},1]
[null,null,{"$f":"VLOOKUP('1. Eff Raw Data'!S6264,'CAS#check'!A$2:A$190,1,FALSE)","v":{"$error":"#N/A"}},1]
[null,null,{"$f":"VLOOKUP('1. Eff Raw Data'!S6265,'CAS#check'!A$2:A$190,1,FALSE)","v":{"$error":"#N/A"}},1]
[null,null,{"$f":"VLOOKUP('1. Eff Raw Data'!S6266,'CAS#check'!A$2:A$190,1,FALSE)","v":{"$error":"#N/A"}},1]
[null,null,{"$f":"VLOOKUP('1. Eff Raw Data'!S6267,'CAS#check'!A$2:A$190,1,FALSE)","v":{"$error":"#N/A"}},1]
[null,null,{"$f":"VLOOKUP('1. Eff Raw Data'!S6268,'CAS#check'!A$2:A$190,1,FALSE)","v":{"$error":"#N/A"}},1]
[null,null,{"$f":"VLOOKUP('1. Eff Raw Data'!S6269,'CAS#check'!A$2:A$190,1,FALSE)","v":{"$error":"#N/A"}},{"$f":"IFERROR(_xlfn.IFNA(0*C6269,1),0)","v":1}]
[null,null,{"$f":"VLOOKUP('1. Eff Raw Data'!S6270,'CAS#check'!A$2:A$190,1,FALSE)","v":{"$error":"#N/A"}},1]
[null,null,{"$f":"VLOOKUP('1. Eff Raw Data'!S6271,'CAS#check'!A$2:A$190,1,FALSE)","v":{"$error":"#N/A"}},1]
[null,null,{"$f":"VLOOKUP('1. Eff Raw Data'!S6272,'CAS#check'!A$2:A$190,1,FALSE)","v":{"$error":"#N/A"}},1]
[null,null,{"$f":"VLOOKUP('1. Eff Raw Data'!S6273,'CAS#check'!A$2:A$190,1,FALSE)","v":{"$error":"#N/A"}},1]
[null,null,{"$f":"VLOOKUP('1. Eff Raw Data'!S6274,'CAS#check'!A$2:A$190,1,FALSE)","v":{"$error":"#N/A"}},1]
[null,null,{"$f":"VLOOKUP('1. Eff Raw Data'!S6275,'CAS#check'!A$2:A$190,1,FALSE)","v":{"$error":"#N/A"}},1]
[null,null,{"$f":"VLOOKUP('1. Eff Raw Data'!S6276,'CAS#check'!A$2:A$190,1,FALSE)","v":{"$error":"#N/A"}},1]
[null,null,{"$f":"VLOOKUP('1. Eff Raw Data'!S6277,'CAS#check'!A$2:A$190,1,FALSE)","v":{"$error":"#N/A"}},1]
[null,null,{"$f":"VLOOKUP('1. Eff Raw Data'!S6278,'CAS#check'!A$2:A$190,1,FALSE)","v":{"$error":"#N/A"}},1]
[null,null,{"$f":"VLOOKUP('1. Eff Raw Data'!S6279,'CAS#check'!A$2:A$190,1,FALSE)","v":{"$error":"#N/A"}},1]
[null,null,{"$f":"VLOOKUP('1. Eff Raw Data'!S6280,'CAS#check'!A$2:A$190,1,FALSE)","v":{"$error":"#N/A"}},1]
[null,null,{"$f":"VLOOKUP('1. Eff Raw Data'!S6281,'CAS#check'!A$2:A$190,1,FALSE)","v":{"$error":"#N/A"}},1]
[null,null,{"$f":"VLOOKUP('1. Eff Raw Data'!S6282,'CAS#check'!A$2:A$190,1,FALSE)","v":{"$error":"#N/A"}},1]
[null,null,{"$f":"VLOOKUP('1. Eff Raw Data'!S6283,'CAS#check'!A$2:A$190,1,FALSE)","v":{"$error":"#N/A"}},1]
[null,null,{"$f":"VLOOKUP('1. Eff Raw Data'!S6284,'CAS#check'!A$2:A$190,1,FALSE)","v":{"$error":"#N/A"}},1]
[null,null,{"$f":"VLOOKUP('1. Eff Raw Data'!S6285,'CAS#check'!A$2:A$190,1,FALSE)","v":{"$error":"#N/A"}},1]
[null,null,{"$f":"VLOOKUP('1. Eff Raw Data'!S6286,'CAS#check'!A$2:A$190,1,FALSE)","v":{"$error":"#N/A"}},1]
[null,null,{"$f":"VLOOKUP('1. Eff Raw Data'!S6287,'CAS#check'!A$2:A$190,1,FALSE)","v":{"$error":"#N/A"}},1]
[null,null,{"$f":"VLOOKUP('1. Eff Raw Data'!S6288,'CAS#check'!A$2:A$190,1,FALSE)","v":{"$error":"#N/A"}},1]
[null,null,{"$f":"VLOOKUP('1. Eff Raw Data'!S6289,'CAS#check'!A$2:A$190,1,FALSE)","v":{"$error":"#N/A"}},1]
[null,null,{"$f":"VLOOKUP('1. Eff Raw Data'!S6290,'CAS#check'!A$2:A$190,1,FALSE)","v":{"$error":"#N/A"}},1]
[null,null,{"$f":"VLOOKUP('1. Eff Raw Data'!S6291,'CAS#check'!A$2:A$190,1,FALSE)","v":{"$error":"#N/A"}},1]
[null,null,{"$f":"VLOOKUP('1. Eff Raw Data'!S6292,'CAS#check'!A$2:A$190,1,FALSE)","v":{"$error":"#N/A"}},1]
[null,null,{"$f":"VLOOKUP('1. Eff Raw Data'!S6293,'CAS#check'!A$2:A$190,1,FALSE)","v":{"$error":"#N/A"}},1]
[null,null,{"$f":"VLOOKUP('1. Eff Raw Data'!S6294,'CAS#check'!A$2:A$190,1,FALSE)","v":{"$error":"#N/A"}},1]
[null,null,{"$f":"VLOOKUP('1. Eff Raw Data'!S6295,'CAS#check'!A$2:A$190,1,FALSE)","v":{"$error":"#N/A"}},1]
[null,null,{"$f":"VLOOKUP('1. Eff Raw Data'!S6296,'CAS#check'!A$2:A$190,1,FALSE)","v":{"$error":"#N/A"}},1]
[null,null,{"$f":"VLOOKUP('1. Eff Raw Data'!S6297,'CAS#check'!A$2:A$190,1,FALSE)","v":{"$error":"#N/A"}},1]
[null,null,{"$f":"VLOOKUP('1. Eff Raw Data'!S6298,'CAS#check'!A$2:A$190,1,FALSE)","v":{"$error":"#N/A"}},1]
[null,null,{"$f":"VLOOKUP('1. Eff Raw Data'!S6299,'CAS#check'!A$2:A$190,1,FALSE)","v":{"$error":"#N/A"}},1]
[null,null,{"$f":"VLOOKUP('1. Eff Raw Data'!S6300,'CAS#check'!A$2:A$190,1,FALSE)","v":{"$error":"#N/A"}},1]
[null,null,{"$f":"VLOOKUP('1. Eff Raw Data'!S6301,'CAS#check'!A$2:A$190,1,FALSE)","v":{"$error":"#N/A"}},1]
[null,null,{"$f":"VLOOKUP('1. Eff Raw Data'!S6302,'CAS#check'!A$2:A$190,1,FALSE)","v":{"$error":"#N/A"}},1]
[null,null,{"$f":"VLOOKUP('1. Eff Raw Data'!S6303,'CAS#check'!A$2:A$190,1,FALSE)","v":{"$error":"#N/A"}},1]
[null,null,{"$f":"VLOOKUP('1. Eff Raw Data'!S6304,'CAS#check'!A$2:A$190,1,FALSE)","v":{"$error":"#N/A"}},1]
[null,null,{"$f":"VLOOKUP('1. Eff Raw Data'!S6305,'CAS#check'!A$2:A$190,1,FALSE)","v":{"$error":"#N/A"}},1]
[null,null,{"$f":"VLOOKUP('1. Eff Raw Data'!S6306,'CAS#check'!A$2:A$190,1,FALSE)","v":{"$error":"#N/A"}},1]
[null,null,{"$f":"VLOOKUP('1. Eff Raw Data'!S6307,'CAS#check'!A$2:A$190,1,FALSE)","v":{"$error":"#N/A"}},1]
[null,null,{"$f":"VLOOKUP('1. Eff Raw Data'!S6308,'CAS#check'!A$2:A$190,1,FALSE)","v":{"$error":"#N/A"}},1]
[null,null,{"$f":"VLOOKUP('1. Eff Raw Data'!S6309,'CAS#check'!A$2:A$190,1,FALSE)","v":{"$error":"#N/A"}},1]
[null,null,{"$f":"VLOOKUP('1. Eff Raw Data'!S6310,'CAS#check'!A$2:A$190,1,FALSE)","v":{"$error":"#N/A"}},1]
[null,null,{"$f":"VLOOKUP('1. Eff Raw Data'!S6311,'CAS#check'!A$2:A$190,1,FALSE)","v":{"$error":"#N/A"}},1]
[null,null,{"$f":"VLOOKUP('1. Eff Raw Data'!S6312,'CAS#check'!A$2:A$190,1,FALSE)","v":{"$error":"#N/A"}},1]
[null,null,{"$f":"VLOOKUP('1. Eff Raw Data'!S6313,'CAS#check'!A$2:A$190,1,FALSE)","v":{"$error":"#N/A"}},1]
[null,null,{"$f":"VLOOKUP('1. Eff Raw Data'!S6314,'CAS#check'!A$2:A$190,1,FALSE)","v":{"$error":"#N/A"}},1]
[null,null,{"$f":"VLOOKUP('1. Eff Raw Data'!S6315,'CAS#check'!A$2:A$190,1,FALSE)","v":{"$error":"#N/A"}},1]
[null,null,{"$f":"VLOOKUP('1. Eff Raw Data'!S6316,'CAS#check'!A$2:A$190,1,FALSE)","v":{"$error":"#N/A"}},1]
[null,null,{"$f":"VLOOKUP('1. Eff Raw Data'!S6317,'CAS#check'!A$2:A$190,1,FALSE)","v":{"$error":"#N/A"}},1]
[null,null,{"$f":"VLOOKUP('1. Eff Raw Data'!S6318,'CAS#check'!A$2:A$190,1,FALSE)","v":{"$error":"#N/A"}},1]
[null,null,{"$f":"VLOOKUP('1. Eff Raw Data'!S6319,'CAS#check'!A$2:A$190,1,FALSE)","v":{"$error":"#N/A"}},1]
[null,null,{"$f":"VLOOKUP('1. Eff Raw Data'!S6320,'CAS#check'!A$2:A$190,1,FALSE)","v":{"$error":"#N/A"}},1]
[null,null,{"$f":"VLOOKUP('1. Eff Raw Data'!S6321,'CAS#check'!A$2:A$190,1,FALSE)","v":{"$error":"#N/A"}},1]
[null,null,{"$f":"VLOOKUP('1. Eff Raw Data'!S6322,'CAS#check'!A$2:A$190,1,FALSE)","v":{"$error":"#N/A"}},1]
[null,null,{"$f":"VLOOKUP('1. Eff Raw Data'!S6323,'CAS#check'!A$2:A$190,1,FALSE)","v":{"$error":"#N/A"}},1]
[null,null,{"$f":"VLOOKUP('1. Eff Raw Data'!S6324,'CAS#check'!A$2:A$190,1,FALSE)","v":{"$error":"#N/A"}},1]
[null,null,{"$f":"VLOOKUP('1. Eff Raw Data'!S6325,'CAS#check'!A$2:A$190,1,FALSE)","v":{"$error":"#N/A"}},1]
[null,null,{"$f":"VLOOKUP('1. Eff Raw Data'!S6326,'CAS#check'!A$2:A$190,1,FALSE)","v":{"$error":"#N/A"}},1]
[null,null,{"$f":"VLOOKUP('1. Eff Raw Data'!S6327,'CAS#check'!A$2:A$190,1,FALSE)","v":{"$error":"#N/A"}},1]
[null,null,{"$f":"VLOOKUP('1. Eff Raw Data'!S6328,'CAS#check'!A$2:A$190,1,FALSE)","v":{"$error":"#N/A"}},1]
[null,null,{"$f":"VLOOKUP('1. Eff Raw Data'!S6329,'CAS#check'!A$2:A$190,1,FALSE)","v":{"$error":"#N/A"}},1]
[null,null,{"$f":"VLOOKUP('1. Eff Raw Data'!S6330,'CAS#check'!A$2:A$190,1,FALSE)","v":{"$error":"#N/A"}},1]
[null,null,{"$f":"VLOOKUP('1. Eff Raw Data'!S6331,'CAS#check'!A$2:A$190,1,FALSE)","v":{"$error":"#N/A"}},1]
[null,null,{"$f":"VLOOKUP('1. Eff Raw Data'!S6332,'CAS#check'!A$2:A$190,1,FALSE)","v":{"$error":"#N/A"}},1]
[null,null,{"$f":"VLOOKUP('1. Eff Raw Data'!S6333,'CAS#check'!A$2:A$190,1,FALSE)","v":{"$error":"#N/A"}},{"$f":"IFERROR(_xlfn.IFNA(0*C6333,1),0)","v":1}]
[null,null,{"$f":"VLOOKUP('1. Eff Raw Data'!S6334,'CAS#check'!A$2:A$190,1,FALSE)","v":{"$error":"#N/A"}},1]
[null,null,{"$f":"VLOOKUP('1. Eff Raw Data'!S6335,'CAS#check'!A$2:A$190,1,FALSE)","v":{"$error":"#N/A"}},1]
[null,null,{"$f":"VLOOKUP('1. Eff Raw Data'!S6336,'CAS#check'!A$2:A$190,1,FALSE)","v":{"$error":"#N/A"}},1]
[null,null,{"$f":"VLOOKUP('1. Eff Raw Data'!S6337,'CAS#check'!A$2:A$190,1,FALSE)","v":{"$error":"#N/A"}},1]
[null,null,{"$f":"VLOOKUP('1. Eff Raw Data'!S6338,'CAS#check'!A$2:A$190,1,FALSE)","v":{"$error":"#N/A"}},1]
[null,null,{"$f":"VLOOKUP('1. Eff Raw Data'!S6339,'CAS#check'!A$2:A$190,1,FALSE)","v":{"$error":"#N/A"}},1]
[null,null,{"$f":"VLOOKUP('1. Eff Raw Data'!S6340,'CAS#check'!A$2:A$190,1,FALSE)","v":{"$error":"#N/A"}},1]
[null,null,{"$f":"VLOOKUP('1. Eff Raw Data'!S6341,'CAS#check'!A$2:A$190,1,FALSE)","v":{"$error":"#N/A"}},1]
[null,null,{"$f":"VLOOKUP('1. Eff Raw Data'!S6342,'CAS#check'!A$2:A$190,1,FALSE)","v":{"$error":"#N/A"}},1]
[null,null,{"$f":"VLOOKUP('1. Eff Raw Data'!S6343,'CAS#check'!A$2:A$190,1,FALSE)","v":{"$error":"#N/A"}},1]
[null,null,{"$f":"VLOOKUP('1. Eff Raw Data'!S6344,'CAS#check'!A$2:A$190,1,FALSE)","v":{"$error":"#N/A"}},1]
[null,null,{"$f":"VLOOKUP('1. Eff Raw Data'!S6345,'CAS#check'!A$2:A$190,1,FALSE)","v":{"$error":"#N/A"}},1]
[null,null,{"$f":"VLOOKUP('1. Eff Raw Data'!S6346,'CAS#check'!A$2:A$190,1,FALSE)","v":{"$error":"#N/A"}},1]
[null,null,{"$f":"VLOOKUP('1. Eff Raw Data'!S6347,'CAS#check'!A$2:A$190,1,FALSE)","v":{"$error":"#N/A"}},1]
[null,null,{"$f":"VLOOKUP('1. Eff Raw Data'!S6348,'CAS#check'!A$2:A$190,1,FALSE)","v":{"$error":"#N/A"}},1]
[null,null,{"$f":"VLOOKUP('1. Eff Raw Data'!S6349,'CAS#check'!A$2:A$190,1,FALSE)","v":{"$error":"#N/A"}},1]
[null,null,{"$f":"VLOOKUP('1. Eff Raw Data'!S6350,'CAS#check'!A$2:A$190,1,FALSE)","v":{"$error":"#N/A"}},1]
[null,null,{"$f":"VLOOKUP('1. Eff Raw Data'!S6351,'CAS#check'!A$2:A$190,1,FALSE)","v":{"$error":"#N/A"}},1]
[null,null,{"$f":"VLOOKUP('1. Eff Raw Data'!S6352,'CAS#check'!A$2:A$190,1,FALSE)","v":{"$error":"#N/A"}},1]
[null,null,{"$f":"VLOOKUP('1. Eff Raw Data'!S6353,'CAS#check'!A$2:A$190,1,FALSE)","v":{"$error":"#N/A"}},1]
[null,null,{"$f":"VLOOKUP('1. Eff Raw Data'!S6354,'CAS#check'!A$2:A$190,1,FALSE)","v":{"$error":"#N/A"}},1]
[null,null,{"$f":"VLOOKUP('1. Eff Raw Data'!S6355,'CAS#check'!A$2:A$190,1,FALSE)","v":{"$error":"#N/A"}},1]
[null,null,{"$f":"VLOOKUP('1. Eff Raw Data'!S6356,'CAS#check'!A$2:A$190,1,FALSE)","v":{"$error":"#N/A"}},1]
[null,null,{"$f":"VLOOKUP('1. Eff Raw Data'!S6357,'CAS#check'!A$2:A$190,1,FALSE)","v":{"$error":"#N/A"}},1]
[null,null,{"$f":"VLOOKUP('1. Eff Raw Data'!S6358,'CAS#check'!A$2:A$190,1,FALSE)","v":{"$error":"#N/A"}},1]
[null,null,{"$f":"VLOOKUP('1. Eff Raw Data'!S6359,'CAS#check'!A$2:A$190,1,FALSE)","v":{"$error":"#N/A"}},1]
[null,null,{"$f":"VLOOKUP('1. Eff Raw Data'!S6360,'CAS#check'!A$2:A$190,1,FALSE)","v":{"$error":"#N/A"}},1]
[null,null,{"$f":"VLOOKUP('1. Eff Raw Data'!S6361,'CAS#check'!A$2:A$190,1,FALSE)","v":{"$error":"#N/A"}},1]
[null,null,{"$f":"VLOOKUP('1. Eff Raw Data'!S6362,'CAS#check'!A$2:A$190,1,FALSE)","v":{"$error":"#N/A"}},1]
[null,null,{"$f":"VLOOKUP('1. Eff Raw Data'!S6363,'CAS#check'!A$2:A$190,1,FALSE)","v":{"$error":"#N/A"}},1]
[null,null,{"$f":"VLOOKUP('1. Eff Raw Data'!S6364,'CAS#check'!A$2:A$190,1,FALSE)","v":{"$error":"#N/A"}},1]
[null,null,{"$f":"VLOOKUP('1. Eff Raw Data'!S6365,'CAS#check'!A$2:A$190,1,FALSE)","v":{"$error":"#N/A"}},1]
[null,null,{"$f":"VLOOKUP('1. Eff Raw Data'!S6366,'CAS#check'!A$2:A$190,1,FALSE)","v":{"$error":"#N/A"}},1]
[null,null,{"$f":"VLOOKUP('1. Eff Raw Data'!S6367,'CAS#check'!A$2:A$190,1,FALSE)","v":{"$error":"#N/A"}},1]
[null,null,{"$f":"VLOOKUP('1. Eff Raw Data'!S6368,'CAS#check'!A$2:A$190,1,FALSE)","v":{"$error":"#N/A"}},1]
[null,null,{"$f":"VLOOKUP('1. Eff Raw Data'!S6369,'CAS#check'!A$2:A$190,1,FALSE)","v":{"$error":"#N/A"}},1]
[null,null,{"$f":"VLOOKUP('1. Eff Raw Data'!S6370,'CAS#check'!A$2:A$190,1,FALSE)","v":{"$error":"#N/A"}},1]
[null,null,{"$f":"VLOOKUP('1. Eff Raw Data'!S6371,'CAS#check'!A$2:A$190,1,FALSE)","v":{"$error":"#N/A"}},1]
[null,null,{"$f":"VLOOKUP('1. Eff Raw Data'!S6372,'CAS#check'!A$2:A$190,1,FALSE)","v":{"$error":"#N/A"}},1]
[null,null,{"$f":"VLOOKUP('1. Eff Raw Data'!S6373,'CAS#check'!A$2:A$190,1,FALSE)","v":{"$error":"#N/A"}},1]
[null,null,{"$f":"VLOOKUP('1. Eff Raw Data'!S6374,'CAS#check'!A$2:A$190,1,FALSE)","v":{"$error":"#N/A"}},1]
[null,null,{"$f":"VLOOKUP('1. Eff Raw Data'!S6375,'CAS#check'!A$2:A$190,1,FALSE)","v":{"$error":"#N/A"}},1]
[null,null,{"$f":"VLOOKUP('1. Eff Raw Data'!S6376,'CAS#check'!A$2:A$190,1,FALSE)","v":{"$error":"#N/A"}},1]
[null,null,{"$f":"VLOOKUP('1. Eff Raw Data'!S6377,'CAS#check'!A$2:A$190,1,FALSE)","v":{"$error":"#N/A"}},1]
[null,null,{"$f":"VLOOKUP('1. Eff Raw Data'!S6378,'CAS#check'!A$2:A$190,1,FALSE)","v":{"$error":"#N/A"}},1]
[null,null,{"$f":"VLOOKUP('1. Eff Raw Data'!S6379,'CAS#check'!A$2:A$190,1,FALSE)","v":{"$error":"#N/A"}},1]
[null,null,{"$f":"VLOOKUP('1. Eff Raw Data'!S6380,'CAS#check'!A$2:A$190,1,FALSE)","v":{"$error":"#N/A"}},1]
[null,null,{"$f":"VLOOKUP('1. Eff Raw Data'!S6381,'CAS#check'!A$2:A$190,1,FALSE)","v":{"$error":"#N/A"}},1]
[null,null,{"$f":"VLOOKUP('1. Eff Raw Data'!S6382,'CAS#check'!A$2:A$190,1,FALSE)","v":{"$error":"#N/A"}},1]
[null,null,{"$f":"VLOOKUP('1. Eff Raw Data'!S6383,'CAS#check'!A$2:A$190,1,FALSE)","v":{"$error":"#N/A"}},1]
[null,null,{"$f":"VLOOKUP('1. Eff Raw Data'!S6384,'CAS#check'!A$2:A$190,1,FALSE)","v":{"$error":"#N/A"}},1]
[null,null,{"$f":"VLOOKUP('1. Eff Raw Data'!S6385,'CAS#check'!A$2:A$190,1,FALSE)","v":{"$error":"#N/A"}},1]
[null,null,{"$f":"VLOOKUP('1. Eff Raw Data'!S6386,'CAS#check'!A$2:A$190,1,FALSE)","v":{"$error":"#N/A"}},1]
[null,null,{"$f":"VLOOKUP('1. Eff Raw Data'!S6387,'CAS#check'!A$2:A$190,1,FALSE)","v":{"$error":"#N/A"}},1]
[null,null,{"$f":"VLOOKUP('1. Eff Raw Data'!S6388,'CAS#check'!A$2:A$190,1,FALSE)","v":{"$error":"#N/A"}},1]
[null,null,{"$f":"VLOOKUP('1. Eff Raw Data'!S6389,'CAS#check'!A$2:A$190,1,FALSE)","v":{"$error":"#N/A"}},1]
[null,null,{"$f":"VLOOKUP('1. Eff Raw Data'!S6390,'CAS#check'!A$2:A$190,1,FALSE)","v":{"$error":"#N/A"}},1]
[null,null,{"$f":"VLOOKUP('1. Eff Raw Data'!S6391,'CAS#check'!A$2:A$190,1,FALSE)","v":{"$error":"#N/A"}},1]
[null,null,{"$f":"VLOOKUP('1. Eff Raw Data'!S6392,'CAS#check'!A$2:A$190,1,FALSE)","v":{"$error":"#N/A"}},1]
[null,null,{"$f":"VLOOKUP('1. Eff Raw Data'!S6393,'CAS#check'!A$2:A$190,1,FALSE)","v":{"$error":"#N/A"}},1]
[null,null,{"$f":"VLOOKUP('1. Eff Raw Data'!S6394,'CAS#check'!A$2:A$190,1,FALSE)","v":{"$error":"#N/A"}},1]
[null,null,{"$f":"VLOOKUP('1. Eff Raw Data'!S6395,'CAS#check'!A$2:A$190,1,FALSE)","v":{"$error":"#N/A"}},1]
[null,null,{"$f":"VLOOKUP('1. Eff Raw Data'!S6396,'CAS#check'!A$2:A$190,1,FALSE)","v":{"$error":"#N/A"}},1]
[null,null,{"$f":"VLOOKUP('1. Eff Raw Data'!S6397,'CAS#check'!A$2:A$190,1,FALSE)","v":{"$error":"#N/A"}},{"$f":"IFERROR(_xlfn.IFNA(0*C6397,1),0)","v":1}]
[null,null,{"$f":"VLOOKUP('1. Eff Raw Data'!S6398,'CAS#check'!A$2:A$190,1,FALSE)","v":{"$error":"#N/A"}},1]
[null,null,{"$f":"VLOOKUP('1. Eff Raw Data'!S6399,'CAS#check'!A$2:A$190,1,FALSE)","v":{"$error":"#N/A"}},1]
[null,null,{"$f":"VLOOKUP('1. Eff Raw Data'!S6400,'CAS#check'!A$2:A$190,1,FALSE)","v":{"$error":"#N/A"}},1]
[null,null,{"$f":"VLOOKUP('1. Eff Raw Data'!S6401,'CAS#check'!A$2:A$190,1,FALSE)","v":{"$error":"#N/A"}},1]
[null,null,{"$f":"VLOOKUP('1. Eff Raw Data'!S6402,'CAS#check'!A$2:A$190,1,FALSE)","v":{"$error":"#N/A"}},1]
[null,null,{"$f":"VLOOKUP('1. Eff Raw Data'!S6403,'CAS#check'!A$2:A$190,1,FALSE)","v":{"$error":"#N/A"}},1]
[null,null,{"$f":"VLOOKUP('1. Eff Raw Data'!S6404,'CAS#check'!A$2:A$190,1,FALSE)","v":{"$error":"#N/A"}},1]
[null,null,{"$f":"VLOOKUP('1. Eff Raw Data'!S6405,'CAS#check'!A$2:A$190,1,FALSE)","v":{"$error":"#N/A"}},1]
[null,null,{"$f":"VLOOKUP('1. Eff Raw Data'!S6406,'CAS#check'!A$2:A$190,1,FALSE)","v":{"$error":"#N/A"}},1]
[null,null,{"$f":"VLOOKUP('1. Eff Raw Data'!S6407,'CAS#check'!A$2:A$190,1,FALSE)","v":{"$error":"#N/A"}},1]
[null,null,{"$f":"VLOOKUP('1. Eff Raw Data'!S6408,'CAS#check'!A$2:A$190,1,FALSE)","v":{"$error":"#N/A"}},1]
[null,null,{"$f":"VLOOKUP('1. Eff Raw Data'!S6409,'CAS#check'!A$2:A$190,1,FALSE)","v":{"$error":"#N/A"}},1]
[null,null,{"$f":"VLOOKUP('1. Eff Raw Data'!S6410,'CAS#check'!A$2:A$190,1,FALSE)","v":{"$error":"#N/A"}},1]
[null,null,{"$f":"VLOOKUP('1. Eff Raw Data'!S6411,'CAS#check'!A$2:A$190,1,FALSE)","v":{"$error":"#N/A"}},1]
[null,null,{"$f":"VLOOKUP('1. Eff Raw Data'!S6412,'CAS#check'!A$2:A$190,1,FALSE)","v":{"$error":"#N/A"}},1]
[null,null,{"$f":"VLOOKUP('1. Eff Raw Data'!S6413,'CAS#check'!A$2:A$190,1,FALSE)","v":{"$error":"#N/A"}},1]
[null,null,{"$f":"VLOOKUP('1. Eff Raw Data'!S6414,'CAS#check'!A$2:A$190,1,FALSE)","v":{"$error":"#N/A"}},1]
[null,null,{"$f":"VLOOKUP('1. Eff Raw Data'!S6415,'CAS#check'!A$2:A$190,1,FALSE)","v":{"$error":"#N/A"}},1]
[null,null,{"$f":"VLOOKUP('1. Eff Raw Data'!S6416,'CAS#check'!A$2:A$190,1,FALSE)","v":{"$error":"#N/A"}},1]
[null,null,{"$f":"VLOOKUP('1. Eff Raw Data'!S6417,'CAS#check'!A$2:A$190,1,FALSE)","v":{"$error":"#N/A"}},1]
[null,null,{"$f":"VLOOKUP('1. Eff Raw Data'!S6418,'CAS#check'!A$2:A$190,1,FALSE)","v":{"$error":"#N/A"}},1]
[null,null,{"$f":"VLOOKUP('1. Eff Raw Data'!S6419,'CAS#check'!A$2:A$190,1,FALSE)","v":{"$error":"#N/A"}},1]
[null,null,{"$f":"VLOOKUP('1. Eff Raw Data'!S6420,'CAS#check'!A$2:A$190,1,FALSE)","v":{"$error":"#N/A"}},1]
[null,null,{"$f":"VLOOKUP('1. Eff Raw Data'!S6421,'CAS#check'!A$2:A$190,1,FALSE)","v":{"$error":"#N/A"}},1]
[null,null,{"$f":"VLOOKUP('1. Eff Raw Data'!S6422,'CAS#check'!A$2:A$190,1,FALSE)","v":{"$error":"#N/A"}},1]
[null,null,{"$f":"VLOOKUP('1. Eff Raw Data'!S6423,'CAS#check'!A$2:A$190,1,FALSE)","v":{"$error":"#N/A"}},1]
[null,null,{"$f":"VLOOKUP('1. Eff Raw Data'!S6424,'CAS#check'!A$2:A$190,1,FALSE)","v":{"$error":"#N/A"}},1]
[null,null,{"$f":"VLOOKUP('1. Eff Raw Data'!S6425,'CAS#check'!A$2:A$190,1,FALSE)","v":{"$error":"#N/A"}},1]
[null,null,{"$f":"VLOOKUP('1. Eff Raw Data'!S6426,'CAS#check'!A$2:A$190,1,FALSE)","v":{"$error":"#N/A"}},1]
[null,null,{"$f":"VLOOKUP('1. Eff Raw Data'!S6427,'CAS#check'!A$2:A$190,1,FALSE)","v":{"$error":"#N/A"}},1]
[null,null,{"$f":"VLOOKUP('1. Eff Raw Data'!S6428,'CAS#check'!A$2:A$190,1,FALSE)","v":{"$error":"#N/A"}},1]
[null,null,{"$f":"VLOOKUP('1. Eff Raw Data'!S6429,'CAS#check'!A$2:A$190,1,FALSE)","v":{"$error":"#N/A"}},1]
[null,null,{"$f":"VLOOKUP('1. Eff Raw Data'!S6430,'CAS#check'!A$2:A$190,1,FALSE)","v":{"$error":"#N/A"}},1]
[null,null,{"$f":"VLOOKUP('1. Eff Raw Data'!S6431,'CAS#check'!A$2:A$190,1,FALSE)","v":{"$error":"#N/A"}},1]
[null,null,{"$f":"VLOOKUP('1. Eff Raw Data'!S6432,'CAS#check'!A$2:A$190,1,FALSE)","v":{"$error":"#N/A"}},1]
[null,null,{"$f":"VLOOKUP('1. Eff Raw Data'!S6433,'CAS#check'!A$2:A$190,1,FALSE)","v":{"$error":"#N/A"}},1]
[null,null,{"$f":"VLOOKUP('1. Eff Raw Data'!S6434,'CAS#check'!A$2:A$190,1,FALSE)","v":{"$error":"#N/A"}},1]
[null,null,{"$f":"VLOOKUP('1. Eff Raw Data'!S6435,'CAS#check'!A$2:A$190,1,FALSE)","v":{"$error":"#N/A"}},1]
[null,null,{"$f":"VLOOKUP('1. Eff Raw Data'!S6436,'CAS#check'!A$2:A$190,1,FALSE)","v":{"$error":"#N/A"}},1]
[null,null,{"$f":"VLOOKUP('1. Eff Raw Data'!S6437,'CAS#check'!A$2:A$190,1,FALSE)","v":{"$error":"#N/A"}},1]
[null,null,{"$f":"VLOOKUP('1. Eff Raw Data'!S6438,'CAS#check'!A$2:A$190,1,FALSE)","v":{"$error":"#N/A"}},1]
[null,null,{"$f":"VLOOKUP('1. Eff Raw Data'!S6439,'CAS#check'!A$2:A$190,1,FALSE)","v":{"$error":"#N/A"}},1]
[null,null,{"$f":"VLOOKUP('1. Eff Raw Data'!S6440,'CAS#check'!A$2:A$190,1,FALSE)","v":{"$error":"#N/A"}},1]
[null,null,{"$f":"VLOOKUP('1. Eff Raw Data'!S6441,'CAS#check'!A$2:A$190,1,FALSE)","v":{"$error":"#N/A"}},1]
[null,null,{"$f":"VLOOKUP('1. Eff Raw Data'!S6442,'CAS#check'!A$2:A$190,1,FALSE)","v":{"$error":"#N/A"}},1]
[null,null,{"$f":"VLOOKUP('1. Eff Raw Data'!S6443,'CAS#check'!A$2:A$190,1,FALSE)","v":{"$error":"#N/A"}},1]
[null,null,{"$f":"VLOOKUP('1. Eff Raw Data'!S6444,'CAS#check'!A$2:A$190,1,FALSE)","v":{"$error":"#N/A"}},1]
[null,null,{"$f":"VLOOKUP('1. Eff Raw Data'!S6445,'CAS#check'!A$2:A$190,1,FALSE)","v":{"$error":"#N/A"}},1]
[null,null,{"$f":"VLOOKUP('1. Eff Raw Data'!S6446,'CAS#check'!A$2:A$190,1,FALSE)","v":{"$error":"#N/A"}},1]
[null,null,{"$f":"VLOOKUP('1. Eff Raw Data'!S6447,'CAS#check'!A$2:A$190,1,FALSE)","v":{"$error":"#N/A"}},1]
[null,null,{"$f":"VLOOKUP('1. Eff Raw Data'!S6448,'CAS#check'!A$2:A$190,1,FALSE)","v":{"$error":"#N/A"}},1]
[null,null,{"$f":"VLOOKUP('1. Eff Raw Data'!S6449,'CAS#check'!A$2:A$190,1,FALSE)","v":{"$error":"#N/A"}},1]
[null,null,{"$f":"VLOOKUP('1. Eff Raw Data'!S6450,'CAS#check'!A$2:A$190,1,FALSE)","v":{"$error":"#N/A"}},1]
[null,null,{"$f":"VLOOKUP('1. Eff Raw Data'!S6451,'CAS#check'!A$2:A$190,1,FALSE)","v":{"$error":"#N/A"}},1]
[null,null,{"$f":"VLOOKUP('1. Eff Raw Data'!S6452,'CAS#check'!A$2:A$190,1,FALSE)","v":{"$error":"#N/A"}},1]
[null,null,{"$f":"VLOOKUP('1. Eff Raw Data'!S6453,'CAS#check'!A$2:A$190,1,FALSE)","v":{"$error":"#N/A"}},1]
[null,null,{"$f":"VLOOKUP('1. Eff Raw Data'!S6454,'CAS#check'!A$2:A$190,1,FALSE)","v":{"$error":"#N/A"}},1]
[null,null,{"$f":"VLOOKUP('1. Eff Raw Data'!S6455,'CAS#check'!A$2:A$190,1,FALSE)","v":{"$error":"#N/A"}},1]
[null,null,{"$f":"VLOOKUP('1. Eff Raw Data'!S6456,'CAS#check'!A$2:A$190,1,FALSE)","v":{"$error":"#N/A"}},1]
[null,null,{"$f":"VLOOKUP('1. Eff Raw Data'!S6457,'CAS#check'!A$2:A$190,1,FALSE)","v":{"$error":"#N/A"}},1]
[null,null,{"$f":"VLOOKUP('1. Eff Raw Data'!S6458,'CAS#check'!A$2:A$190,1,FALSE)","v":{"$error":"#N/A"}},1]
[null,null,{"$f":"VLOOKUP('1. Eff Raw Data'!S6459,'CAS#check'!A$2:A$190,1,FALSE)","v":{"$error":"#N/A"}},1]
[null,null,{"$f":"VLOOKUP('1. Eff Raw Data'!S6460,'CAS#check'!A$2:A$190,1,FALSE)","v":{"$error":"#N/A"}},1]
[null,null,{"$f":"VLOOKUP('1. Eff Raw Data'!S6461,'CAS#check'!A$2:A$190,1,FALSE)","v":{"$error":"#N/A"}},{"$f":"IFERROR(_xlfn.IFNA(0*C6461,1),0)","v":1}]
[null,null,{"$f":"VLOOKUP('1. Eff Raw Data'!S6462,'CAS#check'!A$2:A$190,1,FALSE)","v":{"$error":"#N/A"}},1]
[null,null,{"$f":"VLOOKUP('1. Eff Raw Data'!S6463,'CAS#check'!A$2:A$190,1,FALSE)","v":{"$error":"#N/A"}},1]
[null,null,{"$f":"VLOOKUP('1. Eff Raw Data'!S6464,'CAS#check'!A$2:A$190,1,FALSE)","v":{"$error":"#N/A"}},1]
[null,null,{"$f":"VLOOKUP('1. Eff Raw Data'!S6465,'CAS#check'!A$2:A$190,1,FALSE)","v":{"$error":"#N/A"}},1]
[null,null,{"$f":"VLOOKUP('1. Eff Raw Data'!S6466,'CAS#check'!A$2:A$190,1,FALSE)","v":{"$error":"#N/A"}},1]
[null,null,{"$f":"VLOOKUP('1. Eff Raw Data'!S6467,'CAS#check'!A$2:A$190,1,FALSE)","v":{"$error":"#N/A"}},1]
[null,null,{"$f":"VLOOKUP('1. Eff Raw Data'!S6468,'CAS#check'!A$2:A$190,1,FALSE)","v":{"$error":"#N/A"}},1]
[null,null,{"$f":"VLOOKUP('1. Eff Raw Data'!S6469,'CAS#check'!A$2:A$190,1,FALSE)","v":{"$error":"#N/A"}},1]
[null,null,{"$f":"VLOOKUP('1. Eff Raw Data'!S6470,'CAS#check'!A$2:A$190,1,FALSE)","v":{"$error":"#N/A"}},1]
[null,null,{"$f":"VLOOKUP('1. Eff Raw Data'!S6471,'CAS#check'!A$2:A$190,1,FALSE)","v":{"$error":"#N/A"}},1]
[null,null,{"$f":"VLOOKUP('1. Eff Raw Data'!S6472,'CAS#check'!A$2:A$190,1,FALSE)","v":{"$error":"#N/A"}},1]
[null,null,{"$f":"VLOOKUP('1. Eff Raw Data'!S6473,'CAS#check'!A$2:A$190,1,FALSE)","v":{"$error":"#N/A"}},1]
[null,null,{"$f":"VLOOKUP('1. Eff Raw Data'!S6474,'CAS#check'!A$2:A$190,1,FALSE)","v":{"$error":"#N/A"}},1]
[null,null,{"$f":"VLOOKUP('1. Eff Raw Data'!S6475,'CAS#check'!A$2:A$190,1,FALSE)","v":{"$error":"#N/A"}},1]
[null,null,{"$f":"VLOOKUP('1. Eff Raw Data'!S6476,'CAS#check'!A$2:A$190,1,FALSE)","v":{"$error":"#N/A"}},1]
[null,null,{"$f":"VLOOKUP('1. Eff Raw Data'!S6477,'CAS#check'!A$2:A$190,1,FALSE)","v":{"$error":"#N/A"}},1]
[null,null,{"$f":"VLOOKUP('1. Eff Raw Data'!S6478,'CAS#check'!A$2:A$190,1,FALSE)","v":{"$error":"#N/A"}},1]
[null,null,{"$f":"VLOOKUP('1. Eff Raw Data'!S6479,'CAS#check'!A$2:A$190,1,FALSE)","v":{"$error":"#N/A"}},1]
[null,null,{"$f":"VLOOKUP('1. Eff Raw Data'!S6480,'CAS#check'!A$2:A$190,1,FALSE)","v":{"$error":"#N/A"}},1]
[null,null,{"$f":"VLOOKUP('1. Eff Raw Data'!S6481,'CAS#check'!A$2:A$190,1,FALSE)","v":{"$error":"#N/A"}},1]
[null,null,{"$f":"VLOOKUP('1. Eff Raw Data'!S6482,'CAS#check'!A$2:A$190,1,FALSE)","v":{"$error":"#N/A"}},1]
[null,null,{"$f":"VLOOKUP('1. Eff Raw Data'!S6483,'CAS#check'!A$2:A$190,1,FALSE)","v":{"$error":"#N/A"}},1]
[null,null,{"$f":"VLOOKUP('1. Eff Raw Data'!S6484,'CAS#check'!A$2:A$190,1,FALSE)","v":{"$error":"#N/A"}},1]
[null,null,{"$f":"VLOOKUP('1. Eff Raw Data'!S6485,'CAS#check'!A$2:A$190,1,FALSE)","v":{"$error":"#N/A"}},1]
[null,null,{"$f":"VLOOKUP('1. Eff Raw Data'!S6486,'CAS#check'!A$2:A$190,1,FALSE)","v":{"$error":"#N/A"}},1]
[null,null,{"$f":"VLOOKUP('1. Eff Raw Data'!S6487,'CAS#check'!A$2:A$190,1,FALSE)","v":{"$error":"#N/A"}},1]
[null,null,{"$f":"VLOOKUP('1. Eff Raw Data'!S6488,'CAS#check'!A$2:A$190,1,FALSE)","v":{"$error":"#N/A"}},1]
[null,null,{"$f":"VLOOKUP('1. Eff Raw Data'!S6489,'CAS#check'!A$2:A$190,1,FALSE)","v":{"$error":"#N/A"}},1]
[null,null,{"$f":"VLOOKUP('1. Eff Raw Data'!S6490,'CAS#check'!A$2:A$190,1,FALSE)","v":{"$error":"#N/A"}},1]
[null,null,{"$f":"VLOOKUP('1. Eff Raw Data'!S6491,'CAS#check'!A$2:A$190,1,FALSE)","v":{"$error":"#N/A"}},1]
[null,null,{"$f":"VLOOKUP('1. Eff Raw Data'!S6492,'CAS#check'!A$2:A$190,1,FALSE)","v":{"$error":"#N/A"}},1]
[null,null,{"$f":"VLOOKUP('1. Eff Raw Data'!S6493,'CAS#check'!A$2:A$190,1,FALSE)","v":{"$error":"#N/A"}},1]
[null,null,{"$f":"VLOOKUP('1. Eff Raw Data'!S6494,'CAS#check'!A$2:A$190,1,FALSE)","v":{"$error":"#N/A"}},1]
[null,null,{"$f":"VLOOKUP('1. Eff Raw Data'!S6495,'CAS#check'!A$2:A$190,1,FALSE)","v":{"$error":"#N/A"}},1]
[null,null,{"$f":"VLOOKUP('1. Eff Raw Data'!S6496,'CAS#check'!A$2:A$190,1,FALSE)","v":{"$error":"#N/A"}},1]
[null,null,{"$f":"VLOOKUP('1. Eff Raw Data'!S6497,'CAS#check'!A$2:A$190,1,FALSE)","v":{"$error":"#N/A"}},1]
[null,null,{"$f":"VLOOKUP('1. Eff Raw Data'!S6498,'CAS#check'!A$2:A$190,1,FALSE)","v":{"$error":"#N/A"}},1]
[null,null,{"$f":"VLOOKUP('1. Eff Raw Data'!S6499,'CAS#check'!A$2:A$190,1,FALSE)","v":{"$error":"#N/A"}},1]
[null,null,{"$f":"VLOOKUP('1. Eff Raw Data'!S6500,'CAS#check'!A$2:A$190,1,FALSE)","v":{"$error":"#N/A"}},1]
[null,null,{"$f":"VLOOKUP('1. Eff Raw Data'!S6501,'CAS#check'!A$2:A$190,1,FALSE)","v":{"$error":"#N/A"}},1]
[null,null,{"$f":"VLOOKUP('1. Eff Raw Data'!S6502,'CAS#check'!A$2:A$190,1,FALSE)","v":{"$error":"#N/A"}},1]
[null,null,{"$f":"VLOOKUP('1. Eff Raw Data'!S6503,'CAS#check'!A$2:A$190,1,FALSE)","v":{"$error":"#N/A"}},1]
[null,null,{"$f":"VLOOKUP('1. Eff Raw Data'!S6504,'CAS#check'!A$2:A$190,1,FALSE)","v":{"$error":"#N/A"}},1]
[null,null,{"$f":"VLOOKUP('1. Eff Raw Data'!S6505,'CAS#check'!A$2:A$190,1,FALSE)","v":{"$error":"#N/A"}},1]
[null,null,{"$f":"VLOOKUP('1. Eff Raw Data'!S6506,'CAS#check'!A$2:A$190,1,FALSE)","v":{"$error":"#N/A"}},1]
[null,null,{"$f":"VLOOKUP('1. Eff Raw Data'!S6507,'CAS#check'!A$2:A$190,1,FALSE)","v":{"$error":"#N/A"}},1]
[null,null,{"$f":"VLOOKUP('1. Eff Raw Data'!S6508,'CAS#check'!A$2:A$190,1,FALSE)","v":{"$error":"#N/A"}},1]
[null,null,{"$f":"VLOOKUP('1. Eff Raw Data'!S6509,'CAS#check'!A$2:A$190,1,FALSE)","v":{"$error":"#N/A"}},1]
[null,null,{"$f":"VLOOKUP('1. Eff Raw Data'!S6510,'CAS#check'!A$2:A$190,1,FALSE)","v":{"$error":"#N/A"}},1]
[null,null,{"$f":"VLOOKUP('1. Eff Raw Data'!S6511,'CAS#check'!A$2:A$190,1,FALSE)","v":{"$error":"#N/A"}},1]
[null,null,{"$f":"VLOOKUP('1. Eff Raw Data'!S6512,'CAS#check'!A$2:A$190,1,FALSE)","v":{"$error":"#N/A"}},1]
[null,null,{"$f":"VLOOKUP('1. Eff Raw Data'!S6513,'CAS#check'!A$2:A$190,1,FALSE)","v":{"$error":"#N/A"}},1]
[null,null,{"$f":"VLOOKUP('1. Eff Raw Data'!S6514,'CAS#check'!A$2:A$190,1,FALSE)","v":{"$error":"#N/A"}},1]
[null,null,{"$f":"VLOOKUP('1. Eff Raw Data'!S6515,'CAS#check'!A$2:A$190,1,FALSE)","v":{"$error":"#N/A"}},1]
[null,null,{"$f":"VLOOKUP('1. Eff Raw Data'!S6516,'CAS#check'!A$2:A$190,1,FALSE)","v":{"$error":"#N/A"}},1]
[null,null,{"$f":"VLOOKUP('1. Eff Raw Data'!S6517,'CAS#check'!A$2:A$190,1,FALSE)","v":{"$error":"#N/A"}},1]
[null,null,{"$f":"VLOOKUP('1. Eff Raw Data'!S6518,'CAS#check'!A$2:A$190,1,FALSE)","v":{"$error":"#N/A"}},1]
[null,null,{"$f":"VLOOKUP('1. Eff Raw Data'!S6519,'CAS#check'!A$2:A$190,1,FALSE)","v":{"$error":"#N/A"}},1]
[null,null,{"$f":"VLOOKUP('1. Eff Raw Data'!S6520,'CAS#check'!A$2:A$190,1,FALSE)","v":{"$error":"#N/A"}},1]
[null,null,{"$f":"VLOOKUP('1. Eff Raw Data'!S6521,'CAS#check'!A$2:A$190,1,FALSE)","v":{"$error":"#N/A"}},1]
[null,null,{"$f":"VLOOKUP('1. Eff Raw Data'!S6522,'CAS#check'!A$2:A$190,1,FALSE)","v":{"$error":"#N/A"}},1]
[null,null,{"$f":"VLOOKUP('1. Eff Raw Data'!S6523,'CAS#check'!A$2:A$190,1,FALSE)","v":{"$error":"#N/A"}},1]
[null,null,{"$f":"VLOOKUP('1. Eff Raw Data'!S6524,'CAS#check'!A$2:A$190,1,FALSE)","v":{"$error":"#N/A"}},1]
[null,null,{"$f":"VLOOKUP('1. Eff Raw Data'!S6525,'CAS#check'!A$2:A$190,1,FALSE)","v":{"$error":"#N/A"}},{"$f":"IFERROR(_xlfn.IFNA(0*C6525,1),0)","v":1}]
[null,null,{"$f":"VLOOKUP('1. Eff Raw Data'!S6526,'CAS#check'!A$2:A$190,1,FALSE)","v":{"$error":"#N/A"}},1]
[null,null,{"$f":"VLOOKUP('1. Eff Raw Data'!S6527,'CAS#check'!A$2:A$190,1,FALSE)","v":{"$error":"#N/A"}},1]
[null,null,{"$f":"VLOOKUP('1. Eff Raw Data'!S6528,'CAS#check'!A$2:A$190,1,FALSE)","v":{"$error":"#N/A"}},1]
[null,null,{"$f":"VLOOKUP('1. Eff Raw Data'!S6529,'CAS#check'!A$2:A$190,1,FALSE)","v":{"$error":"#N/A"}},1]
[null,null,{"$f":"VLOOKUP('1. Eff Raw Data'!S6530,'CAS#check'!A$2:A$190,1,FALSE)","v":{"$error":"#N/A"}},1]
[null,null,{"$f":"VLOOKUP('1. Eff Raw Data'!S6531,'CAS#check'!A$2:A$190,1,FALSE)","v":{"$error":"#N/A"}},1]
[null,null,{"$f":"VLOOKUP('1. Eff Raw Data'!S6532,'CAS#check'!A$2:A$190,1,FALSE)","v":{"$error":"#N/A"}},1]
[null,null,{"$f":"VLOOKUP('1. Eff Raw Data'!S6533,'CAS#check'!A$2:A$190,1,FALSE)","v":{"$error":"#N/A"}},1]
[null,null,{"$f":"VLOOKUP('1. Eff Raw Data'!S6534,'CAS#check'!A$2:A$190,1,FALSE)","v":{"$error":"#N/A"}},1]
[null,null,{"$f":"VLOOKUP('1. Eff Raw Data'!S6535,'CAS#check'!A$2:A$190,1,FALSE)","v":{"$error":"#N/A"}},1]
[null,null,{"$f":"VLOOKUP('1. Eff Raw Data'!S6536,'CAS#check'!A$2:A$190,1,FALSE)","v":{"$error":"#N/A"}},1]
[null,null,{"$f":"VLOOKUP('1. Eff Raw Data'!S6537,'CAS#check'!A$2:A$190,1,FALSE)","v":{"$error":"#N/A"}},1]
[null,null,{"$f":"VLOOKUP('1. Eff Raw Data'!S6538,'CAS#check'!A$2:A$190,1,FALSE)","v":{"$error":"#N/A"}},1]
[null,null,{"$f":"VLOOKUP('1. Eff Raw Data'!S6539,'CAS#check'!A$2:A$190,1,FALSE)","v":{"$error":"#N/A"}},1]
[null,null,{"$f":"VLOOKUP('1. Eff Raw Data'!S6540,'CAS#check'!A$2:A$190,1,FALSE)","v":{"$error":"#N/A"}},1]
[null,null,{"$f":"VLOOKUP('1. Eff Raw Data'!S6541,'CAS#check'!A$2:A$190,1,FALSE)","v":{"$error":"#N/A"}},1]
[null,null,{"$f":"VLOOKUP('1. Eff Raw Data'!S6542,'CAS#check'!A$2:A$190,1,FALSE)","v":{"$error":"#N/A"}},1]
[null,null,{"$f":"VLOOKUP('1. Eff Raw Data'!S6543,'CAS#check'!A$2:A$190,1,FALSE)","v":{"$error":"#N/A"}},1]
[null,null,{"$f":"VLOOKUP('1. Eff Raw Data'!S6544,'CAS#check'!A$2:A$190,1,FALSE)","v":{"$error":"#N/A"}},1]
[null,null,{"$f":"VLOOKUP('1. Eff Raw Data'!S6545,'CAS#check'!A$2:A$190,1,FALSE)","v":{"$error":"#N/A"}},1]
[null,null,{"$f":"VLOOKUP('1. Eff Raw Data'!S6546,'CAS#check'!A$2:A$190,1,FALSE)","v":{"$error":"#N/A"}},1]
[null,null,{"$f":"VLOOKUP('1. Eff Raw Data'!S6547,'CAS#check'!A$2:A$190,1,FALSE)","v":{"$error":"#N/A"}},1]
[null,null,{"$f":"VLOOKUP('1. Eff Raw Data'!S6548,'CAS#check'!A$2:A$190,1,FALSE)","v":{"$error":"#N/A"}},1]
[null,null,{"$f":"VLOOKUP('1. Eff Raw Data'!S6549,'CAS#check'!A$2:A$190,1,FALSE)","v":{"$error":"#N/A"}},1]
[null,null,{"$f":"VLOOKUP('1. Eff Raw Data'!S6550,'CAS#check'!A$2:A$190,1,FALSE)","v":{"$error":"#N/A"}},1]
[null,null,{"$f":"VLOOKUP('1. Eff Raw Data'!S6551,'CAS#check'!A$2:A$190,1,FALSE)","v":{"$error":"#N/A"}},1]
[null,null,{"$f":"VLOOKUP('1. Eff Raw Data'!S6552,'CAS#check'!A$2:A$190,1,FALSE)","v":{"$error":"#N/A"}},1]
[null,null,{"$f":"VLOOKUP('1. Eff Raw Data'!S6553,'CAS#check'!A$2:A$190,1,FALSE)","v":{"$error":"#N/A"}},1]
[null,null,{"$f":"VLOOKUP('1. Eff Raw Data'!S6554,'CAS#check'!A$2:A$190,1,FALSE)","v":{"$error":"#N/A"}},1]
[null,null,{"$f":"VLOOKUP('1. Eff Raw Data'!S6555,'CAS#check'!A$2:A$190,1,FALSE)","v":{"$error":"#N/A"}},1]
[null,null,{"$f":"VLOOKUP('1. Eff Raw Data'!S6556,'CAS#check'!A$2:A$190,1,FALSE)","v":{"$error":"#N/A"}},1]
[null,null,{"$f":"VLOOKUP('1. Eff Raw Data'!S6557,'CAS#check'!A$2:A$190,1,FALSE)","v":{"$error":"#N/A"}},1]
[null,null,{"$f":"VLOOKUP('1. Eff Raw Data'!S6558,'CAS#check'!A$2:A$190,1,FALSE)","v":{"$error":"#N/A"}},1]
[null,null,{"$f":"VLOOKUP('1. Eff Raw Data'!S6559,'CAS#check'!A$2:A$190,1,FALSE)","v":{"$error":"#N/A"}},1]
[null,null,{"$f":"VLOOKUP('1. Eff Raw Data'!S6560,'CAS#check'!A$2:A$190,1,FALSE)","v":{"$error":"#N/A"}},1]
[null,null,{"$f":"VLOOKUP('1. Eff Raw Data'!S6561,'CAS#check'!A$2:A$190,1,FALSE)","v":{"$error":"#N/A"}},1]
[null,null,{"$f":"VLOOKUP('1. Eff Raw Data'!S6562,'CAS#check'!A$2:A$190,1,FALSE)","v":{"$error":"#N/A"}},1]
[null,null,{"$f":"VLOOKUP('1. Eff Raw Data'!S6563,'CAS#check'!A$2:A$190,1,FALSE)","v":{"$error":"#N/A"}},1]
[null,null,{"$f":"VLOOKUP('1. Eff Raw Data'!S6564,'CAS#check'!A$2:A$190,1,FALSE)","v":{"$error":"#N/A"}},1]
[null,null,{"$f":"VLOOKUP('1. Eff Raw Data'!S6565,'CAS#check'!A$2:A$190,1,FALSE)","v":{"$error":"#N/A"}},1]
[null,null,{"$f":"VLOOKUP('1. Eff Raw Data'!S6566,'CAS#check'!A$2:A$190,1,FALSE)","v":{"$error":"#N/A"}},1]
[null,null,{"$f":"VLOOKUP('1. Eff Raw Data'!S6567,'CAS#check'!A$2:A$190,1,FALSE)","v":{"$error":"#N/A"}},1]
[null,null,{"$f":"VLOOKUP('1. Eff Raw Data'!S6568,'CAS#check'!A$2:A$190,1,FALSE)","v":{"$error":"#N/A"}},1]
[null,null,{"$f":"VLOOKUP('1. Eff Raw Data'!S6569,'CAS#check'!A$2:A$190,1,FALSE)","v":{"$error":"#N/A"}},1]
[null,null,{"$f":"VLOOKUP('1. Eff Raw Data'!S6570,'CAS#check'!A$2:A$190,1,FALSE)","v":{"$error":"#N/A"}},1]
[null,null,{"$f":"VLOOKUP('1. Eff Raw Data'!S6571,'CAS#check'!A$2:A$190,1,FALSE)","v":{"$error":"#N/A"}},1]
[null,null,{"$f":"VLOOKUP('1. Eff Raw Data'!S6572,'CAS#check'!A$2:A$190,1,FALSE)","v":{"$error":"#N/A"}},1]
[null,null,{"$f":"VLOOKUP('1. Eff Raw Data'!S6573,'CAS#check'!A$2:A$190,1,FALSE)","v":{"$error":"#N/A"}},1]
[null,null,{"$f":"VLOOKUP('1. Eff Raw Data'!S6574,'CAS#check'!A$2:A$190,1,FALSE)","v":{"$error":"#N/A"}},1]
[null,null,{"$f":"VLOOKUP('1. Eff Raw Data'!S6575,'CAS#check'!A$2:A$190,1,FALSE)","v":{"$error":"#N/A"}},1]
[null,null,{"$f":"VLOOKUP('1. Eff Raw Data'!S6576,'CAS#check'!A$2:A$190,1,FALSE)","v":{"$error":"#N/A"}},1]
[null,null,{"$f":"VLOOKUP('1. Eff Raw Data'!S6577,'CAS#check'!A$2:A$190,1,FALSE)","v":{"$error":"#N/A"}},1]
[null,null,{"$f":"VLOOKUP('1. Eff Raw Data'!S6578,'CAS#check'!A$2:A$190,1,FALSE)","v":{"$error":"#N/A"}},1]
[null,null,{"$f":"VLOOKUP('1. Eff Raw Data'!S6579,'CAS#check'!A$2:A$190,1,FALSE)","v":{"$error":"#N/A"}},1]
[null,null,{"$f":"VLOOKUP('1. Eff Raw Data'!S6580,'CAS#check'!A$2:A$190,1,FALSE)","v":{"$error":"#N/A"}},1]
[null,null,{"$f":"VLOOKUP('1. Eff Raw Data'!S6581,'CAS#check'!A$2:A$190,1,FALSE)","v":{"$error":"#N/A"}},1]
[null,null,{"$f":"VLOOKUP('1. Eff Raw Data'!S6582,'CAS#check'!A$2:A$190,1,FALSE)","v":{"$error":"#N/A"}},1]
[null,null,{"$f":"VLOOKUP('1. Eff Raw Data'!S6583,'CAS#check'!A$2:A$190,1,FALSE)","v":{"$error":"#N/A"}},1]
[null,null,{"$f":"VLOOKUP('1. Eff Raw Data'!S6584,'CAS#check'!A$2:A$190,1,FALSE)","v":{"$error":"#N/A"}},1]
[null,null,{"$f":"VLOOKUP('1. Eff Raw Data'!S6585,'CAS#check'!A$2:A$190,1,FALSE)","v":{"$error":"#N/A"}},1]
[null,null,{"$f":"VLOOKUP('1. Eff Raw Data'!S6586,'CAS#check'!A$2:A$190,1,FALSE)","v":{"$error":"#N/A"}},1]
[null,null,{"$f":"VLOOKUP('1. Eff Raw Data'!S6587,'CAS#check'!A$2:A$190,1,FALSE)","v":{"$error":"#N/A"}},1]
[null,null,{"$f":"VLOOKUP('1. Eff Raw Data'!S6588,'CAS#check'!A$2:A$190,1,FALSE)","v":{"$error":"#N/A"}},1]
[null,null,{"$f":"VLOOKUP('1. Eff Raw Data'!S6589,'CAS#check'!A$2:A$190,1,FALSE)","v":{"$error":"#N/A"}},{"$f":"IFERROR(_xlfn.IFNA(0*C6589,1),0)","v":1}]
[null,null,{"$f":"VLOOKUP('1. Eff Raw Data'!S6590,'CAS#check'!A$2:A$190,1,FALSE)","v":{"$error":"#N/A"}},1]
[null,null,{"$f":"VLOOKUP('1. Eff Raw Data'!S6591,'CAS#check'!A$2:A$190,1,FALSE)","v":{"$error":"#N/A"}},1]
[null,null,{"$f":"VLOOKUP('1. Eff Raw Data'!S6592,'CAS#check'!A$2:A$190,1,FALSE)","v":{"$error":"#N/A"}},1]
[null,null,{"$f":"VLOOKUP('1. Eff Raw Data'!S6593,'CAS#check'!A$2:A$190,1,FALSE)","v":{"$error":"#N/A"}},1]
[null,null,{"$f":"VLOOKUP('1. Eff Raw Data'!S6594,'CAS#check'!A$2:A$190,1,FALSE)","v":{"$error":"#N/A"}},1]
[null,null,{"$f":"VLOOKUP('1. Eff Raw Data'!S6595,'CAS#check'!A$2:A$190,1,FALSE)","v":{"$error":"#N/A"}},1]
[null,null,{"$f":"VLOOKUP('1. Eff Raw Data'!S6596,'CAS#check'!A$2:A$190,1,FALSE)","v":{"$error":"#N/A"}},1]
[null,null,{"$f":"VLOOKUP('1. Eff Raw Data'!S6597,'CAS#check'!A$2:A$190,1,FALSE)","v":{"$error":"#N/A"}},1]
[null,null,{"$f":"VLOOKUP('1. Eff Raw Data'!S6598,'CAS#check'!A$2:A$190,1,FALSE)","v":{"$error":"#N/A"}},1]
[null,null,{"$f":"VLOOKUP('1. Eff Raw Data'!S6599,'CAS#check'!A$2:A$190,1,FALSE)","v":{"$error":"#N/A"}},1]
[null,null,{"$f":"VLOOKUP('1. Eff Raw Data'!S6600,'CAS#check'!A$2:A$190,1,FALSE)","v":{"$error":"#N/A"}},1]
[null,null,{"$f":"VLOOKUP('1. Eff Raw Data'!S6601,'CAS#check'!A$2:A$190,1,FALSE)","v":{"$error":"#N/A"}},1]
[null,null,{"$f":"VLOOKUP('1. Eff Raw Data'!S6602,'CAS#check'!A$2:A$190,1,FALSE)","v":{"$error":"#N/A"}},1]
[null,null,{"$f":"VLOOKUP('1. Eff Raw Data'!S6603,'CAS#check'!A$2:A$190,1,FALSE)","v":{"$error":"#N/A"}},1]
[null,null,{"$f":"VLOOKUP('1. Eff Raw Data'!S6604,'CAS#check'!A$2:A$190,1,FALSE)","v":{"$error":"#N/A"}},1]
[null,null,{"$f":"VLOOKUP('1. Eff Raw Data'!S6605,'CAS#check'!A$2:A$190,1,FALSE)","v":{"$error":"#N/A"}},1]
[null,null,{"$f":"VLOOKUP('1. Eff Raw Data'!S6606,'CAS#check'!A$2:A$190,1,FALSE)","v":{"$error":"#N/A"}},1]
[null,null,{"$f":"VLOOKUP('1. Eff Raw Data'!S6607,'CAS#check'!A$2:A$190,1,FALSE)","v":{"$error":"#N/A"}},1]
[null,null,{"$f":"VLOOKUP('1. Eff Raw Data'!S6608,'CAS#check'!A$2:A$190,1,FALSE)","v":{"$error":"#N/A"}},1]
[null,null,{"$f":"VLOOKUP('1. Eff Raw Data'!S6609,'CAS#check'!A$2:A$190,1,FALSE)","v":{"$error":"#N/A"}},1]
[null,null,{"$f":"VLOOKUP('1. Eff Raw Data'!S6610,'CAS#check'!A$2:A$190,1,FALSE)","v":{"$error":"#N/A"}},1]
[null,null,{"$f":"VLOOKUP('1. Eff Raw Data'!S6611,'CAS#check'!A$2:A$190,1,FALSE)","v":{"$error":"#N/A"}},1]
[null,null,{"$f":"VLOOKUP('1. Eff Raw Data'!S6612,'CAS#check'!A$2:A$190,1,FALSE)","v":{"$error":"#N/A"}},1]
[null,null,{"$f":"VLOOKUP('1. Eff Raw Data'!S6613,'CAS#check'!A$2:A$190,1,FALSE)","v":{"$error":"#N/A"}},1]
[null,null,{"$f":"VLOOKUP('1. Eff Raw Data'!S6614,'CAS#check'!A$2:A$190,1,FALSE)","v":{"$error":"#N/A"}},1]
[null,null,{"$f":"VLOOKUP('1. Eff Raw Data'!S6615,'CAS#check'!A$2:A$190,1,FALSE)","v":{"$error":"#N/A"}},1]
[null,null,{"$f":"VLOOKUP('1. Eff Raw Data'!S6616,'CAS#check'!A$2:A$190,1,FALSE)","v":{"$error":"#N/A"}},1]
[null,null,{"$f":"VLOOKUP('1. Eff Raw Data'!S6617,'CAS#check'!A$2:A$190,1,FALSE)","v":{"$error":"#N/A"}},1]
[null,null,{"$f":"VLOOKUP('1. Eff Raw Data'!S6618,'CAS#check'!A$2:A$190,1,FALSE)","v":{"$error":"#N/A"}},1]
[null,null,{"$f":"VLOOKUP('1. Eff Raw Data'!S6619,'CAS#check'!A$2:A$190,1,FALSE)","v":{"$error":"#N/A"}},1]
[null,null,{"$f":"VLOOKUP('1. Eff Raw Data'!S6620,'CAS#check'!A$2:A$190,1,FALSE)","v":{"$error":"#N/A"}},1]
[null,null,{"$f":"VLOOKUP('1. Eff Raw Data'!S6621,'CAS#check'!A$2:A$190,1,FALSE)","v":{"$error":"#N/A"}},1]
[null,null,{"$f":"VLOOKUP('1. Eff Raw Data'!S6622,'CAS#check'!A$2:A$190,1,FALSE)","v":{"$error":"#N/A"}},1]
[null,null,{"$f":"VLOOKUP('1. Eff Raw Data'!S6623,'CAS#check'!A$2:A$190,1,FALSE)","v":{"$error":"#N/A"}},1]
[null,null,{"$f":"VLOOKUP('1. Eff Raw Data'!S6624,'CAS#check'!A$2:A$190,1,FALSE)","v":{"$error":"#N/A"}},1]
[null,null,{"$f":"VLOOKUP('1. Eff Raw Data'!S6625,'CAS#check'!A$2:A$190,1,FALSE)","v":{"$error":"#N/A"}},1]
[null,null,{"$f":"VLOOKUP('1. Eff Raw Data'!S6626,'CAS#check'!A$2:A$190,1,FALSE)","v":{"$error":"#N/A"}},1]
[null,null,{"$f":"VLOOKUP('1. Eff Raw Data'!S6627,'CAS#check'!A$2:A$190,1,FALSE)","v":{"$error":"#N/A"}},1]
[null,null,{"$f":"VLOOKUP('1. Eff Raw Data'!S6628,'CAS#check'!A$2:A$190,1,FALSE)","v":{"$error":"#N/A"}},1]
[null,null,{"$f":"VLOOKUP('1. Eff Raw Data'!S6629,'CAS#check'!A$2:A$190,1,FALSE)","v":{"$error":"#N/A"}},1]
[null,null,{"$f":"VLOOKUP('1. Eff Raw Data'!S6630,'CAS#check'!A$2:A$190,1,FALSE)","v":{"$error":"#N/A"}},1]
[null,null,{"$f":"VLOOKUP('1. Eff Raw Data'!S6631,'CAS#check'!A$2:A$190,1,FALSE)","v":{"$error":"#N/A"}},1]
[null,null,{"$f":"VLOOKUP('1. Eff Raw Data'!S6632,'CAS#check'!A$2:A$190,1,FALSE)","v":{"$error":"#N/A"}},1]
[null,null,{"$f":"VLOOKUP('1. Eff Raw Data'!S6633,'CAS#check'!A$2:A$190,1,FALSE)","v":{"$error":"#N/A"}},1]
[null,null,{"$f":"VLOOKUP('1. Eff Raw Data'!S6634,'CAS#check'!A$2:A$190,1,FALSE)","v":{"$error":"#N/A"}},1]
[null,null,{"$f":"VLOOKUP('1. Eff Raw Data'!S6635,'CAS#check'!A$2:A$190,1,FALSE)","v":{"$error":"#N/A"}},1]
[null,null,{"$f":"VLOOKUP('1. Eff Raw Data'!S6636,'CAS#check'!A$2:A$190,1,FALSE)","v":{"$error":"#N/A"}},1]
[null,null,{"$f":"VLOOKUP('1. Eff Raw Data'!S6637,'CAS#check'!A$2:A$190,1,FALSE)","v":{"$error":"#N/A"}},1]
[null,null,{"$f":"VLOOKUP('1. Eff Raw Data'!S6638,'CAS#check'!A$2:A$190,1,FALSE)","v":{"$error":"#N/A"}},1]
[null,null,{"$f":"VLOOKUP('1. Eff Raw Data'!S6639,'CAS#check'!A$2:A$190,1,FALSE)","v":{"$error":"#N/A"}},1]
[null,null,{"$f":"VLOOKUP('1. Eff Raw Data'!S6640,'CAS#check'!A$2:A$190,1,FALSE)","v":{"$error":"#N/A"}},1]
[null,null,{"$f":"VLOOKUP('1. Eff Raw Data'!S6641,'CAS#check'!A$2:A$190,1,FALSE)","v":{"$error":"#N/A"}},1]
[null,null,{"$f":"VLOOKUP('1. Eff Raw Data'!S6642,'CAS#check'!A$2:A$190,1,FALSE)","v":{"$error":"#N/A"}},1]
[null,null,{"$f":"VLOOKUP('1. Eff Raw Data'!S6643,'CAS#check'!A$2:A$190,1,FALSE)","v":{"$error":"#N/A"}},1]
[null,null,{"$f":"VLOOKUP('1. Eff Raw Data'!S6644,'CAS#check'!A$2:A$190,1,FALSE)","v":{"$error":"#N/A"}},1]
[null,null,{"$f":"VLOOKUP('1. Eff Raw Data'!S6645,'CAS#check'!A$2:A$190,1,FALSE)","v":{"$error":"#N/A"}},1]
[null,null,{"$f":"VLOOKUP('1. Eff Raw Data'!S6646,'CAS#check'!A$2:A$190,1,FALSE)","v":{"$error":"#N/A"}},1]
[null,null,{"$f":"VLOOKUP('1. Eff Raw Data'!S6647,'CAS#check'!A$2:A$190,1,FALSE)","v":{"$error":"#N/A"}},1]
[null,null,{"$f":"VLOOKUP('1. Eff Raw Data'!S6648,'CAS#check'!A$2:A$190,1,FALSE)","v":{"$error":"#N/A"}},1]
[null,null,{"$f":"VLOOKUP('1. Eff Raw Data'!S6649,'CAS#check'!A$2:A$190,1,FALSE)","v":{"$error":"#N/A"}},1]
[null,null,{"$f":"VLOOKUP('1. Eff Raw Data'!S6650,'CAS#check'!A$2:A$190,1,FALSE)","v":{"$error":"#N/A"}},1]
[null,null,{"$f":"VLOOKUP('1. Eff Raw Data'!S6651,'CAS#check'!A$2:A$190,1,FALSE)","v":{"$error":"#N/A"}},1]
[null,null,{"$f":"VLOOKUP('1. Eff Raw Data'!S6652,'CAS#check'!A$2:A$190,1,FALSE)","v":{"$error":"#N/A"}},1]
[null,null,{"$f":"VLOOKUP('1. Eff Raw Data'!S6653,'CAS#check'!A$2:A$190,1,FALSE)","v":{"$error":"#N/A"}},{"$f":"IFERROR(_xlfn.IFNA(0*C6653,1),0)","v":1}]
[null,null,{"$f":"VLOOKUP('1. Eff Raw Data'!S6654,'CAS#check'!A$2:A$190,1,FALSE)","v":{"$error":"#N/A"}},1]
[null,null,{"$f":"VLOOKUP('1. Eff Raw Data'!S6655,'CAS#check'!A$2:A$190,1,FALSE)","v":{"$error":"#N/A"}},1]
[null,null,{"$f":"VLOOKUP('1. Eff Raw Data'!S6656,'CAS#check'!A$2:A$190,1,FALSE)","v":{"$error":"#N/A"}},1]
[null,null,{"$f":"VLOOKUP('1. Eff Raw Data'!S6657,'CAS#check'!A$2:A$190,1,FALSE)","v":{"$error":"#N/A"}},1]
[null,null,{"$f":"VLOOKUP('1. Eff Raw Data'!S6658,'CAS#check'!A$2:A$190,1,FALSE)","v":{"$error":"#N/A"}},1]
[null,null,{"$f":"VLOOKUP('1. Eff Raw Data'!S6659,'CAS#check'!A$2:A$190,1,FALSE)","v":{"$error":"#N/A"}},1]
[null,null,{"$f":"VLOOKUP('1. Eff Raw Data'!S6660,'CAS#check'!A$2:A$190,1,FALSE)","v":{"$error":"#N/A"}},1]
[null,null,{"$f":"VLOOKUP('1. Eff Raw Data'!S6661,'CAS#check'!A$2:A$190,1,FALSE)","v":{"$error":"#N/A"}},1]
[null,null,{"$f":"VLOOKUP('1. Eff Raw Data'!S6662,'CAS#check'!A$2:A$190,1,FALSE)","v":{"$error":"#N/A"}},1]
[null,null,{"$f":"VLOOKUP('1. Eff Raw Data'!S6663,'CAS#check'!A$2:A$190,1,FALSE)","v":{"$error":"#N/A"}},1]
[null,null,{"$f":"VLOOKUP('1. Eff Raw Data'!S6664,'CAS#check'!A$2:A$190,1,FALSE)","v":{"$error":"#N/A"}},1]
[null,null,{"$f":"VLOOKUP('1. Eff Raw Data'!S6665,'CAS#check'!A$2:A$190,1,FALSE)","v":{"$error":"#N/A"}},1]
[null,null,{"$f":"VLOOKUP('1. Eff Raw Data'!S6666,'CAS#check'!A$2:A$190,1,FALSE)","v":{"$error":"#N/A"}},1]
[null,null,{"$f":"VLOOKUP('1. Eff Raw Data'!S6667,'CAS#check'!A$2:A$190,1,FALSE)","v":{"$error":"#N/A"}},1]
[null,null,{"$f":"VLOOKUP('1. Eff Raw Data'!S6668,'CAS#check'!A$2:A$190,1,FALSE)","v":{"$error":"#N/A"}},1]
[null,null,{"$f":"VLOOKUP('1. Eff Raw Data'!S6669,'CAS#check'!A$2:A$190,1,FALSE)","v":{"$error":"#N/A"}},1]
[null,null,{"$f":"VLOOKUP('1. Eff Raw Data'!S6670,'CAS#check'!A$2:A$190,1,FALSE)","v":{"$error":"#N/A"}},1]
[null,null,{"$f":"VLOOKUP('1. Eff Raw Data'!S6671,'CAS#check'!A$2:A$190,1,FALSE)","v":{"$error":"#N/A"}},1]
[null,null,{"$f":"VLOOKUP('1. Eff Raw Data'!S6672,'CAS#check'!A$2:A$190,1,FALSE)","v":{"$error":"#N/A"}},1]
[null,null,{"$f":"VLOOKUP('1. Eff Raw Data'!S6673,'CAS#check'!A$2:A$190,1,FALSE)","v":{"$error":"#N/A"}},1]
[null,null,{"$f":"VLOOKUP('1. Eff Raw Data'!S6674,'CAS#check'!A$2:A$190,1,FALSE)","v":{"$error":"#N/A"}},1]
[null,null,{"$f":"VLOOKUP('1. Eff Raw Data'!S6675,'CAS#check'!A$2:A$190,1,FALSE)","v":{"$error":"#N/A"}},1]
[null,null,{"$f":"VLOOKUP('1. Eff Raw Data'!S6676,'CAS#check'!A$2:A$190,1,FALSE)","v":{"$error":"#N/A"}},1]
[null,null,{"$f":"VLOOKUP('1. Eff Raw Data'!S6677,'CAS#check'!A$2:A$190,1,FALSE)","v":{"$error":"#N/A"}},1]
[null,null,{"$f":"VLOOKUP('1. Eff Raw Data'!S6678,'CAS#check'!A$2:A$190,1,FALSE)","v":{"$error":"#N/A"}},1]
[null,null,{"$f":"VLOOKUP('1. Eff Raw Data'!S6679,'CAS#check'!A$2:A$190,1,FALSE)","v":{"$error":"#N/A"}},1]
[null,null,{"$f":"VLOOKUP('1. Eff Raw Data'!S6680,'CAS#check'!A$2:A$190,1,FALSE)","v":{"$error":"#N/A"}},1]
[null,null,{"$f":"VLOOKUP('1. Eff Raw Data'!S6681,'CAS#check'!A$2:A$190,1,FALSE)","v":{"$error":"#N/A"}},1]
[null,null,{"$f":"VLOOKUP('1. Eff Raw Data'!S6682,'CAS#check'!A$2:A$190,1,FALSE)","v":{"$error":"#N/A"}},1]
[null,null,{"$f":"VLOOKUP('1. Eff Raw Data'!S6683,'CAS#check'!A$2:A$190,1,FALSE)","v":{"$error":"#N/A"}},1]
[null,null,{"$f":"VLOOKUP('1. Eff Raw Data'!S6684,'CAS#check'!A$2:A$190,1,FALSE)","v":{"$error":"#N/A"}},1]
[null,null,{"$f":"VLOOKUP('1. Eff Raw Data'!S6685,'CAS#check'!A$2:A$190,1,FALSE)","v":{"$error":"#N/A"}},1]
[null,null,{"$f":"VLOOKUP('1. Eff Raw Data'!S6686,'CAS#check'!A$2:A$190,1,FALSE)","v":{"$error":"#N/A"}},1]
[null,null,{"$f":"VLOOKUP('1. Eff Raw Data'!S6687,'CAS#check'!A$2:A$190,1,FALSE)","v":{"$error":"#N/A"}},1]
[null,null,{"$f":"VLOOKUP('1. Eff Raw Data'!S6688,'CAS#check'!A$2:A$190,1,FALSE)","v":{"$error":"#N/A"}},1]
[null,null,{"$f":"VLOOKUP('1. Eff Raw Data'!S6689,'CAS#check'!A$2:A$190,1,FALSE)","v":{"$error":"#N/A"}},1]
[null,null,{"$f":"VLOOKUP('1. Eff Raw Data'!S6690,'CAS#check'!A$2:A$190,1,FALSE)","v":{"$error":"#N/A"}},1]
[null,null,{"$f":"VLOOKUP('1. Eff Raw Data'!S6691,'CAS#check'!A$2:A$190,1,FALSE)","v":{"$error":"#N/A"}},1]
[null,null,{"$f":"VLOOKUP('1. Eff Raw Data'!S6692,'CAS#check'!A$2:A$190,1,FALSE)","v":{"$error":"#N/A"}},1]
[null,null,{"$f":"VLOOKUP('1. Eff Raw Data'!S6693,'CAS#check'!A$2:A$190,1,FALSE)","v":{"$error":"#N/A"}},1]
[null,null,{"$f":"VLOOKUP('1. Eff Raw Data'!S6694,'CAS#check'!A$2:A$190,1,FALSE)","v":{"$error":"#N/A"}},1]
[null,null,{"$f":"VLOOKUP('1. Eff Raw Data'!S6695,'CAS#check'!A$2:A$190,1,FALSE)","v":{"$error":"#N/A"}},1]
[null,null,{"$f":"VLOOKUP('1. Eff Raw Data'!S6696,'CAS#check'!A$2:A$190,1,FALSE)","v":{"$error":"#N/A"}},1]
[null,null,{"$f":"VLOOKUP('1. Eff Raw Data'!S6697,'CAS#check'!A$2:A$190,1,FALSE)","v":{"$error":"#N/A"}},1]
[null,null,{"$f":"VLOOKUP('1. Eff Raw Data'!S6698,'CAS#check'!A$2:A$190,1,FALSE)","v":{"$error":"#N/A"}},1]
[null,null,{"$f":"VLOOKUP('1. Eff Raw Data'!S6699,'CAS#check'!A$2:A$190,1,FALSE)","v":{"$error":"#N/A"}},1]
[null,null,{"$f":"VLOOKUP('1. Eff Raw Data'!S6700,'CAS#check'!A$2:A$190,1,FALSE)","v":{"$error":"#N/A"}},1]
[null,null,{"$f":"VLOOKUP('1. Eff Raw Data'!S6701,'CAS#check'!A$2:A$190,1,FALSE)","v":{"$error":"#N/A"}},1]
[null,null,{"$f":"VLOOKUP('1. Eff Raw Data'!S6702,'CAS#check'!A$2:A$190,1,FALSE)","v":{"$error":"#N/A"}},1]
[null,null,{"$f":"VLOOKUP('1. Eff Raw Data'!S6703,'CAS#check'!A$2:A$190,1,FALSE)","v":{"$error":"#N/A"}},1]
[null,null,{"$f":"VLOOKUP('1. Eff Raw Data'!S6704,'CAS#check'!A$2:A$190,1,FALSE)","v":{"$error":"#N/A"}},1]
[null,null,{"$f":"VLOOKUP('1. Eff Raw Data'!S6705,'CAS#check'!A$2:A$190,1,FALSE)","v":{"$error":"#N/A"}},1]
[null,null,{"$f":"VLOOKUP('1. Eff Raw Data'!S6706,'CAS#check'!A$2:A$190,1,FALSE)","v":{"$error":"#N/A"}},1]
[null,null,{"$f":"VLOOKUP('1. Eff Raw Data'!S6707,'CAS#check'!A$2:A$190,1,FALSE)","v":{"$error":"#N/A"}},1]
[null,null,{"$f":"VLOOKUP('1. Eff Raw Data'!S6708,'CAS#check'!A$2:A$190,1,FALSE)","v":{"$error":"#N/A"}},1]
[null,null,{"$f":"VLOOKUP('1. Eff Raw Data'!S6709,'CAS#check'!A$2:A$190,1,FALSE)","v":{"$error":"#N/A"}},1]
[null,null,{"$f":"VLOOKUP('1. Eff Raw Data'!S6710,'CAS#check'!A$2:A$190,1,FALSE)","v":{"$error":"#N/A"}},1]
[null,null,{"$f":"VLOOKUP('1. Eff Raw Data'!S6711,'CAS#check'!A$2:A$190,1,FALSE)","v":{"$error":"#N/A"}},1]
[null,null,{"$f":"VLOOKUP('1. Eff Raw Data'!S6712,'CAS#check'!A$2:A$190,1,FALSE)","v":{"$error":"#N/A"}},1]
[null,null,{"$f":"VLOOKUP('1. Eff Raw Data'!S6713,'CAS#check'!A$2:A$190,1,FALSE)","v":{"$error":"#N/A"}},1]
[null,null,{"$f":"VLOOKUP('1. Eff Raw Data'!S6714,'CAS#check'!A$2:A$190,1,FALSE)","v":{"$error":"#N/A"}},1]
[null,null,{"$f":"VLOOKUP('1. Eff Raw Data'!S6715,'CAS#check'!A$2:A$190,1,FALSE)","v":{"$error":"#N/A"}},1]
[null,null,{"$f":"VLOOKUP('1. Eff Raw Data'!S6716,'CAS#check'!A$2:A$190,1,FALSE)","v":{"$error":"#N/A"}},1]
[null,null,{"$f":"VLOOKUP('1. Eff Raw Data'!S6717,'CAS#check'!A$2:A$190,1,FALSE)","v":{"$error":"#N/A"}},{"$f":"IFERROR(_xlfn.IFNA(0*C6717,1),0)","v":1}]
[null,null,{"$f":"VLOOKUP('1. Eff Raw Data'!S6718,'CAS#check'!A$2:A$190,1,FALSE)","v":{"$error":"#N/A"}},1]
[null,null,{"$f":"VLOOKUP('1. Eff Raw Data'!S6719,'CAS#check'!A$2:A$190,1,FALSE)","v":{"$error":"#N/A"}},1]
[null,null,{"$f":"VLOOKUP('1. Eff Raw Data'!S6720,'CAS#check'!A$2:A$190,1,FALSE)","v":{"$error":"#N/A"}},1]
[null,null,{"$f":"VLOOKUP('1. Eff Raw Data'!S6721,'CAS#check'!A$2:A$190,1,FALSE)","v":{"$error":"#N/A"}},1]
[null,null,{"$f":"VLOOKUP('1. Eff Raw Data'!S6722,'CAS#check'!A$2:A$190,1,FALSE)","v":{"$error":"#N/A"}},1]
[null,null,{"$f":"VLOOKUP('1. Eff Raw Data'!S6723,'CAS#check'!A$2:A$190,1,FALSE)","v":{"$error":"#N/A"}},1]
[null,null,{"$f":"VLOOKUP('1. Eff Raw Data'!S6724,'CAS#check'!A$2:A$190,1,FALSE)","v":{"$error":"#N/A"}},1]
[null,null,{"$f":"VLOOKUP('1. Eff Raw Data'!S6725,'CAS#check'!A$2:A$190,1,FALSE)","v":{"$error":"#N/A"}},1]
[null,null,{"$f":"VLOOKUP('1. Eff Raw Data'!S6726,'CAS#check'!A$2:A$190,1,FALSE)","v":{"$error":"#N/A"}},1]
[null,null,{"$f":"VLOOKUP('1. Eff Raw Data'!S6727,'CAS#check'!A$2:A$190,1,FALSE)","v":{"$error":"#N/A"}},1]
[null,null,{"$f":"VLOOKUP('1. Eff Raw Data'!S6728,'CAS#check'!A$2:A$190,1,FALSE)","v":{"$error":"#N/A"}},1]
[null,null,{"$f":"VLOOKUP('1. Eff Raw Data'!S6729,'CAS#check'!A$2:A$190,1,FALSE)","v":{"$error":"#N/A"}},1]
[null,null,{"$f":"VLOOKUP('1. Eff Raw Data'!S6730,'CAS#check'!A$2:A$190,1,FALSE)","v":{"$error":"#N/A"}},1]
[null,null,{"$f":"VLOOKUP('1. Eff Raw Data'!S6731,'CAS#check'!A$2:A$190,1,FALSE)","v":{"$error":"#N/A"}},1]
[null,null,{"$f":"VLOOKUP('1. Eff Raw Data'!S6732,'CAS#check'!A$2:A$190,1,FALSE)","v":{"$error":"#N/A"}},1]
[null,null,{"$f":"VLOOKUP('1. Eff Raw Data'!S6733,'CAS#check'!A$2:A$190,1,FALSE)","v":{"$error":"#N/A"}},1]
[null,null,{"$f":"VLOOKUP('1. Eff Raw Data'!S6734,'CAS#check'!A$2:A$190,1,FALSE)","v":{"$error":"#N/A"}},1]
[null,null,{"$f":"VLOOKUP('1. Eff Raw Data'!S6735,'CAS#check'!A$2:A$190,1,FALSE)","v":{"$error":"#N/A"}},1]
[null,null,{"$f":"VLOOKUP('1. Eff Raw Data'!S6736,'CAS#check'!A$2:A$190,1,FALSE)","v":{"$error":"#N/A"}},1]
[null,null,{"$f":"VLOOKUP('1. Eff Raw Data'!S6737,'CAS#check'!A$2:A$190,1,FALSE)","v":{"$error":"#N/A"}},1]
[null,null,{"$f":"VLOOKUP('1. Eff Raw Data'!S6738,'CAS#check'!A$2:A$190,1,FALSE)","v":{"$error":"#N/A"}},1]
[null,null,{"$f":"VLOOKUP('1. Eff Raw Data'!S6739,'CAS#check'!A$2:A$190,1,FALSE)","v":{"$error":"#N/A"}},1]
[null,null,{"$f":"VLOOKUP('1. Eff Raw Data'!S6740,'CAS#check'!A$2:A$190,1,FALSE)","v":{"$error":"#N/A"}},1]
[null,null,{"$f":"VLOOKUP('1. Eff Raw Data'!S6741,'CAS#check'!A$2:A$190,1,FALSE)","v":{"$error":"#N/A"}},1]
[null,null,{"$f":"VLOOKUP('1. Eff Raw Data'!S6742,'CAS#check'!A$2:A$190,1,FALSE)","v":{"$error":"#N/A"}},1]
[null,null,{"$f":"VLOOKUP('1. Eff Raw Data'!S6743,'CAS#check'!A$2:A$190,1,FALSE)","v":{"$error":"#N/A"}},1]
[null,null,{"$f":"VLOOKUP('1. Eff Raw Data'!S6744,'CAS#check'!A$2:A$190,1,FALSE)","v":{"$error":"#N/A"}},1]
[null,null,{"$f":"VLOOKUP('1. Eff Raw Data'!S6745,'CAS#check'!A$2:A$190,1,FALSE)","v":{"$error":"#N/A"}},1]
[null,null,{"$f":"VLOOKUP('1. Eff Raw Data'!S6746,'CAS#check'!A$2:A$190,1,FALSE)","v":{"$error":"#N/A"}},1]
[null,null,{"$f":"VLOOKUP('1. Eff Raw Data'!S6747,'CAS#check'!A$2:A$190,1,FALSE)","v":{"$error":"#N/A"}},1]
[null,null,{"$f":"VLOOKUP('1. Eff Raw Data'!S6748,'CAS#check'!A$2:A$190,1,FALSE)","v":{"$error":"#N/A"}},1]
[null,null,{"$f":"VLOOKUP('1. Eff Raw Data'!S6749,'CAS#check'!A$2:A$190,1,FALSE)","v":{"$error":"#N/A"}},1]
[null,null,{"$f":"VLOOKUP('1. Eff Raw Data'!S6750,'CAS#check'!A$2:A$190,1,FALSE)","v":{"$error":"#N/A"}},1]
[null,null,{"$f":"VLOOKUP('1. Eff Raw Data'!S6751,'CAS#check'!A$2:A$190,1,FALSE)","v":{"$error":"#N/A"}},1]
[null,null,{"$f":"VLOOKUP('1. Eff Raw Data'!S6752,'CAS#check'!A$2:A$190,1,FALSE)","v":{"$error":"#N/A"}},1]
[null,null,{"$f":"VLOOKUP('1. Eff Raw Data'!S6753,'CAS#check'!A$2:A$190,1,FALSE)","v":{"$error":"#N/A"}},1]
[null,null,{"$f":"VLOOKUP('1. Eff Raw Data'!S6754,'CAS#check'!A$2:A$190,1,FALSE)","v":{"$error":"#N/A"}},1]
[null,null,{"$f":"VLOOKUP('1. Eff Raw Data'!S6755,'CAS#check'!A$2:A$190,1,FALSE)","v":{"$error":"#N/A"}},1]
[null,null,{"$f":"VLOOKUP('1. Eff Raw Data'!S6756,'CAS#check'!A$2:A$190,1,FALSE)","v":{"$error":"#N/A"}},1]
[null,null,{"$f":"VLOOKUP('1. Eff Raw Data'!S6757,'CAS#check'!A$2:A$190,1,FALSE)","v":{"$error":"#N/A"}},1]
[null,null,{"$f":"VLOOKUP('1. Eff Raw Data'!S6758,'CAS#check'!A$2:A$190,1,FALSE)","v":{"$error":"#N/A"}},1]
[null,null,{"$f":"VLOOKUP('1. Eff Raw Data'!S6759,'CAS#check'!A$2:A$190,1,FALSE)","v":{"$error":"#N/A"}},1]
[null,null,{"$f":"VLOOKUP('1. Eff Raw Data'!S6760,'CAS#check'!A$2:A$190,1,FALSE)","v":{"$error":"#N/A"}},1]
[null,null,{"$f":"VLOOKUP('1. Eff Raw Data'!S6761,'CAS#check'!A$2:A$190,1,FALSE)","v":{"$error":"#N/A"}},1]
[null,null,{"$f":"VLOOKUP('1. Eff Raw Data'!S6762,'CAS#check'!A$2:A$190,1,FALSE)","v":{"$error":"#N/A"}},1]
[null,null,{"$f":"VLOOKUP('1. Eff Raw Data'!S6763,'CAS#check'!A$2:A$190,1,FALSE)","v":{"$error":"#N/A"}},1]
[null,null,{"$f":"VLOOKUP('1. Eff Raw Data'!S6764,'CAS#check'!A$2:A$190,1,FALSE)","v":{"$error":"#N/A"}},1]
[null,null,{"$f":"VLOOKUP('1. Eff Raw Data'!S6765,'CAS#check'!A$2:A$190,1,FALSE)","v":{"$error":"#N/A"}},1]
[null,null,{"$f":"VLOOKUP('1. Eff Raw Data'!S6766,'CAS#check'!A$2:A$190,1,FALSE)","v":{"$error":"#N/A"}},1]
[null,null,{"$f":"VLOOKUP('1. Eff Raw Data'!S6767,'CAS#check'!A$2:A$190,1,FALSE)","v":{"$error":"#N/A"}},1]
[null,null,{"$f":"VLOOKUP('1. Eff Raw Data'!S6768,'CAS#check'!A$2:A$190,1,FALSE)","v":{"$error":"#N/A"}},1]
[null,null,{"$f":"VLOOKUP('1. Eff Raw Data'!S6769,'CAS#check'!A$2:A$190,1,FALSE)","v":{"$error":"#N/A"}},1]
[null,null,{"$f":"VLOOKUP('1. Eff Raw Data'!S6770,'CAS#check'!A$2:A$190,1,FALSE)","v":{"$error":"#N/A"}},1]
[null,null,{"$f":"VLOOKUP('1. Eff Raw Data'!S6771,'CAS#check'!A$2:A$190,1,FALSE)","v":{"$error":"#N/A"}},1]
[null,null,{"$f":"VLOOKUP('1. Eff Raw Data'!S6772,'CAS#check'!A$2:A$190,1,FALSE)","v":{"$error":"#N/A"}},1]
[null,null,{"$f":"VLOOKUP('1. Eff Raw Data'!S6773,'CAS#check'!A$2:A$190,1,FALSE)","v":{"$error":"#N/A"}},1]
[null,null,{"$f":"VLOOKUP('1. Eff Raw Data'!S6774,'CAS#check'!A$2:A$190,1,FALSE)","v":{"$error":"#N/A"}},1]
[null,null,{"$f":"VLOOKUP('1. Eff Raw Data'!S6775,'CAS#check'!A$2:A$190,1,FALSE)","v":{"$error":"#N/A"}},1]
[null,null,{"$f":"VLOOKUP('1. Eff Raw Data'!S6776,'CAS#check'!A$2:A$190,1,FALSE)","v":{"$error":"#N/A"}},1]
[null,null,{"$f":"VLOOKUP('1. Eff Raw Data'!S6777,'CAS#check'!A$2:A$190,1,FALSE)","v":{"$error":"#N/A"}},1]
[null,null,{"$f":"VLOOKUP('1. Eff Raw Data'!S6778,'CAS#check'!A$2:A$190,1,FALSE)","v":{"$error":"#N/A"}},1]
[null,null,{"$f":"VLOOKUP('1. Eff Raw Data'!S6779,'CAS#check'!A$2:A$190,1,FALSE)","v":{"$error":"#N/A"}},1]
[null,null,{"$f":"VLOOKUP('1. Eff Raw Data'!S6780,'CAS#check'!A$2:A$190,1,FALSE)","v":{"$error":"#N/A"}},1]
[null,null,{"$f":"VLOOKUP('1. Eff Raw Data'!S6781,'CAS#check'!A$2:A$190,1,FALSE)","v":{"$error":"#N/A"}},{"$f":"IFERROR(_xlfn.IFNA(0*C6781,1),0)","v":1}]
[null,null,{"$f":"VLOOKUP('1. Eff Raw Data'!S6782,'CAS#check'!A$2:A$190,1,FALSE)","v":{"$error":"#N/A"}},1]
[null,null,{"$f":"VLOOKUP('1. Eff Raw Data'!S6783,'CAS#check'!A$2:A$190,1,FALSE)","v":{"$error":"#N/A"}},1]
[null,null,{"$f":"VLOOKUP('1. Eff Raw Data'!S6784,'CAS#check'!A$2:A$190,1,FALSE)","v":{"$error":"#N/A"}},1]
[null,null,{"$f":"VLOOKUP('1. Eff Raw Data'!S6785,'CAS#check'!A$2:A$190,1,FALSE)","v":{"$error":"#N/A"}},1]
[null,null,{"$f":"VLOOKUP('1. Eff Raw Data'!S6786,'CAS#check'!A$2:A$190,1,FALSE)","v":{"$error":"#N/A"}},1]
[null,null,{"$f":"VLOOKUP('1. Eff Raw Data'!S6787,'CAS#check'!A$2:A$190,1,FALSE)","v":{"$error":"#N/A"}},1]
[null,null,{"$f":"VLOOKUP('1. Eff Raw Data'!S6788,'CAS#check'!A$2:A$190,1,FALSE)","v":{"$error":"#N/A"}},1]
[null,null,{"$f":"VLOOKUP('1. Eff Raw Data'!S6789,'CAS#check'!A$2:A$190,1,FALSE)","v":{"$error":"#N/A"}},1]
[null,null,{"$f":"VLOOKUP('1. Eff Raw Data'!S6790,'CAS#check'!A$2:A$190,1,FALSE)","v":{"$error":"#N/A"}},1]
[null,null,{"$f":"VLOOKUP('1. Eff Raw Data'!S6791,'CAS#check'!A$2:A$190,1,FALSE)","v":{"$error":"#N/A"}},1]
[null,null,{"$f":"VLOOKUP('1. Eff Raw Data'!S6792,'CAS#check'!A$2:A$190,1,FALSE)","v":{"$error":"#N/A"}},1]
[null,null,{"$f":"VLOOKUP('1. Eff Raw Data'!S6793,'CAS#check'!A$2:A$190,1,FALSE)","v":{"$error":"#N/A"}},1]
[null,null,{"$f":"VLOOKUP('1. Eff Raw Data'!S6794,'CAS#check'!A$2:A$190,1,FALSE)","v":{"$error":"#N/A"}},1]
[null,null,{"$f":"VLOOKUP('1. Eff Raw Data'!S6795,'CAS#check'!A$2:A$190,1,FALSE)","v":{"$error":"#N/A"}},1]
[null,null,{"$f":"VLOOKUP('1. Eff Raw Data'!S6796,'CAS#check'!A$2:A$190,1,FALSE)","v":{"$error":"#N/A"}},1]
[null,null,{"$f":"VLOOKUP('1. Eff Raw Data'!S6797,'CAS#check'!A$2:A$190,1,FALSE)","v":{"$error":"#N/A"}},1]
[null,null,{"$f":"VLOOKUP('1. Eff Raw Data'!S6798,'CAS#check'!A$2:A$190,1,FALSE)","v":{"$error":"#N/A"}},1]
[null,null,{"$f":"VLOOKUP('1. Eff Raw Data'!S6799,'CAS#check'!A$2:A$190,1,FALSE)","v":{"$error":"#N/A"}},1]
[null,null,{"$f":"VLOOKUP('1. Eff Raw Data'!S6800,'CAS#check'!A$2:A$190,1,FALSE)","v":{"$error":"#N/A"}},1]
[null,null,{"$f":"VLOOKUP('1. Eff Raw Data'!S6801,'CAS#check'!A$2:A$190,1,FALSE)","v":{"$error":"#N/A"}},1]
[null,null,{"$f":"VLOOKUP('1. Eff Raw Data'!S6802,'CAS#check'!A$2:A$190,1,FALSE)","v":{"$error":"#N/A"}},1]
[null,null,{"$f":"VLOOKUP('1. Eff Raw Data'!S6803,'CAS#check'!A$2:A$190,1,FALSE)","v":{"$error":"#N/A"}},1]
[null,null,{"$f":"VLOOKUP('1. Eff Raw Data'!S6804,'CAS#check'!A$2:A$190,1,FALSE)","v":{"$error":"#N/A"}},1]
[null,null,{"$f":"VLOOKUP('1. Eff Raw Data'!S6805,'CAS#check'!A$2:A$190,1,FALSE)","v":{"$error":"#N/A"}},1]
[null,null,{"$f":"VLOOKUP('1. Eff Raw Data'!S6806,'CAS#check'!A$2:A$190,1,FALSE)","v":{"$error":"#N/A"}},1]
[null,null,{"$f":"VLOOKUP('1. Eff Raw Data'!S6807,'CAS#check'!A$2:A$190,1,FALSE)","v":{"$error":"#N/A"}},1]
[null,null,{"$f":"VLOOKUP('1. Eff Raw Data'!S6808,'CAS#check'!A$2:A$190,1,FALSE)","v":{"$error":"#N/A"}},1]
[null,null,{"$f":"VLOOKUP('1. Eff Raw Data'!S6809,'CAS#check'!A$2:A$190,1,FALSE)","v":{"$error":"#N/A"}},1]
[null,null,{"$f":"VLOOKUP('1. Eff Raw Data'!S6810,'CAS#check'!A$2:A$190,1,FALSE)","v":{"$error":"#N/A"}},1]
[null,null,{"$f":"VLOOKUP('1. Eff Raw Data'!S6811,'CAS#check'!A$2:A$190,1,FALSE)","v":{"$error":"#N/A"}},1]
[null,null,{"$f":"VLOOKUP('1. Eff Raw Data'!S6812,'CAS#check'!A$2:A$190,1,FALSE)","v":{"$error":"#N/A"}},1]
[null,null,{"$f":"VLOOKUP('1. Eff Raw Data'!S6813,'CAS#check'!A$2:A$190,1,FALSE)","v":{"$error":"#N/A"}},1]
[null,null,{"$f":"VLOOKUP('1. Eff Raw Data'!S6814,'CAS#check'!A$2:A$190,1,FALSE)","v":{"$error":"#N/A"}},1]
[null,null,{"$f":"VLOOKUP('1. Eff Raw Data'!S6815,'CAS#check'!A$2:A$190,1,FALSE)","v":{"$error":"#N/A"}},1]
[null,null,{"$f":"VLOOKUP('1. Eff Raw Data'!S6816,'CAS#check'!A$2:A$190,1,FALSE)","v":{"$error":"#N/A"}},1]
[null,null,{"$f":"VLOOKUP('1. Eff Raw Data'!S6817,'CAS#check'!A$2:A$190,1,FALSE)","v":{"$error":"#N/A"}},1]
[null,null,{"$f":"VLOOKUP('1. Eff Raw Data'!S6818,'CAS#check'!A$2:A$190,1,FALSE)","v":{"$error":"#N/A"}},1]
[null,null,{"$f":"VLOOKUP('1. Eff Raw Data'!S6819,'CAS#check'!A$2:A$190,1,FALSE)","v":{"$error":"#N/A"}},1]
[null,null,{"$f":"VLOOKUP('1. Eff Raw Data'!S6820,'CAS#check'!A$2:A$190,1,FALSE)","v":{"$error":"#N/A"}},1]
[null,null,{"$f":"VLOOKUP('1. Eff Raw Data'!S6821,'CAS#check'!A$2:A$190,1,FALSE)","v":{"$error":"#N/A"}},1]
[null,null,{"$f":"VLOOKUP('1. Eff Raw Data'!S6822,'CAS#check'!A$2:A$190,1,FALSE)","v":{"$error":"#N/A"}},1]
[null,null,{"$f":"VLOOKUP('1. Eff Raw Data'!S6823,'CAS#check'!A$2:A$190,1,FALSE)","v":{"$error":"#N/A"}},1]
[null,null,{"$f":"VLOOKUP('1. Eff Raw Data'!S6824,'CAS#check'!A$2:A$190,1,FALSE)","v":{"$error":"#N/A"}},1]
[null,null,{"$f":"VLOOKUP('1. Eff Raw Data'!S6825,'CAS#check'!A$2:A$190,1,FALSE)","v":{"$error":"#N/A"}},1]
[null,null,{"$f":"VLOOKUP('1. Eff Raw Data'!S6826,'CAS#check'!A$2:A$190,1,FALSE)","v":{"$error":"#N/A"}},1]
[null,null,{"$f":"VLOOKUP('1. Eff Raw Data'!S6827,'CAS#check'!A$2:A$190,1,FALSE)","v":{"$error":"#N/A"}},1]
[null,null,{"$f":"VLOOKUP('1. Eff Raw Data'!S6828,'CAS#check'!A$2:A$190,1,FALSE)","v":{"$error":"#N/A"}},1]
[null,null,{"$f":"VLOOKUP('1. Eff Raw Data'!S6829,'CAS#check'!A$2:A$190,1,FALSE)","v":{"$error":"#N/A"}},1]
[null,null,{"$f":"VLOOKUP('1. Eff Raw Data'!S6830,'CAS#check'!A$2:A$190,1,FALSE)","v":{"$error":"#N/A"}},1]
[null,null,{"$f":"VLOOKUP('1. Eff Raw Data'!S6831,'CAS#check'!A$2:A$190,1,FALSE)","v":{"$error":"#N/A"}},1]
[null,null,{"$f":"VLOOKUP('1. Eff Raw Data'!S6832,'CAS#check'!A$2:A$190,1,FALSE)","v":{"$error":"#N/A"}},1]
[null,null,{"$f":"VLOOKUP('1. Eff Raw Data'!S6833,'CAS#check'!A$2:A$190,1,FALSE)","v":{"$error":"#N/A"}},1]
[null,null,{"$f":"VLOOKUP('1. Eff Raw Data'!S6834,'CAS#check'!A$2:A$190,1,FALSE)","v":{"$error":"#N/A"}},1]
[null,null,{"$f":"VLOOKUP('1. Eff Raw Data'!S6835,'CAS#check'!A$2:A$190,1,FALSE)","v":{"$error":"#N/A"}},1]
[null,null,{"$f":"VLOOKUP('1. Eff Raw Data'!S6836,'CAS#check'!A$2:A$190,1,FALSE)","v":{"$error":"#N/A"}},1]
[null,null,{"$f":"VLOOKUP('1. Eff Raw Data'!S6837,'CAS#check'!A$2:A$190,1,FALSE)","v":{"$error":"#N/A"}},1]
[null,null,{"$f":"VLOOKUP('1. Eff Raw Data'!S6838,'CAS#check'!A$2:A$190,1,FALSE)","v":{"$error":"#N/A"}},1]
[null,null,{"$f":"VLOOKUP('1. Eff Raw Data'!S6839,'CAS#check'!A$2:A$190,1,FALSE)","v":{"$error":"#N/A"}},1]
[null,null,{"$f":"VLOOKUP('1. Eff Raw Data'!S6840,'CAS#check'!A$2:A$190,1,FALSE)","v":{"$error":"#N/A"}},1]
[null,null,{"$f":"VLOOKUP('1. Eff Raw Data'!S6841,'CAS#check'!A$2:A$190,1,FALSE)","v":{"$error":"#N/A"}},1]
[null,null,{"$f":"VLOOKUP('1. Eff Raw Data'!S6842,'CAS#check'!A$2:A$190,1,FALSE)","v":{"$error":"#N/A"}},1]
[null,null,{"$f":"VLOOKUP('1. Eff Raw Data'!S6843,'CAS#check'!A$2:A$190,1,FALSE)","v":{"$error":"#N/A"}},1]
[null,null,{"$f":"VLOOKUP('1. Eff Raw Data'!S6844,'CAS#check'!A$2:A$190,1,FALSE)","v":{"$error":"#N/A"}},1]
[null,null,{"$f":"VLOOKUP('1. Eff Raw Data'!S6845,'CAS#check'!A$2:A$190,1,FALSE)","v":{"$error":"#N/A"}},{"$f":"IFERROR(_xlfn.IFNA(0*C6845,1),0)","v":1}]
[null,null,{"$f":"VLOOKUP('1. Eff Raw Data'!S6846,'CAS#check'!A$2:A$190,1,FALSE)","v":{"$error":"#N/A"}},1]
[null,null,{"$f":"VLOOKUP('1. Eff Raw Data'!S6847,'CAS#check'!A$2:A$190,1,FALSE)","v":{"$error":"#N/A"}},1]
[null,null,{"$f":"VLOOKUP('1. Eff Raw Data'!S6848,'CAS#check'!A$2:A$190,1,FALSE)","v":{"$error":"#N/A"}},1]
[null,null,{"$f":"VLOOKUP('1. Eff Raw Data'!S6849,'CAS#check'!A$2:A$190,1,FALSE)","v":{"$error":"#N/A"}},1]
[null,null,{"$f":"VLOOKUP('1. Eff Raw Data'!S6850,'CAS#check'!A$2:A$190,1,FALSE)","v":{"$error":"#N/A"}},1]
[null,null,{"$f":"VLOOKUP('1. Eff Raw Data'!S6851,'CAS#check'!A$2:A$190,1,FALSE)","v":{"$error":"#N/A"}},1]
[null,null,{"$f":"VLOOKUP('1. Eff Raw Data'!S6852,'CAS#check'!A$2:A$190,1,FALSE)","v":{"$error":"#N/A"}},1]
[null,null,{"$f":"VLOOKUP('1. Eff Raw Data'!S6853,'CAS#check'!A$2:A$190,1,FALSE)","v":{"$error":"#N/A"}},1]
[null,null,{"$f":"VLOOKUP('1. Eff Raw Data'!S6854,'CAS#check'!A$2:A$190,1,FALSE)","v":{"$error":"#N/A"}},1]
[null,null,{"$f":"VLOOKUP('1. Eff Raw Data'!S6855,'CAS#check'!A$2:A$190,1,FALSE)","v":{"$error":"#N/A"}},1]
[null,null,{"$f":"VLOOKUP('1. Eff Raw Data'!S6856,'CAS#check'!A$2:A$190,1,FALSE)","v":{"$error":"#N/A"}},1]
[null,null,{"$f":"VLOOKUP('1. Eff Raw Data'!S6857,'CAS#check'!A$2:A$190,1,FALSE)","v":{"$error":"#N/A"}},1]
[null,null,{"$f":"VLOOKUP('1. Eff Raw Data'!S6858,'CAS#check'!A$2:A$190,1,FALSE)","v":{"$error":"#N/A"}},1]
[null,null,{"$f":"VLOOKUP('1. Eff Raw Data'!S6859,'CAS#check'!A$2:A$190,1,FALSE)","v":{"$error":"#N/A"}},1]
[null,null,{"$f":"VLOOKUP('1. Eff Raw Data'!S6860,'CAS#check'!A$2:A$190,1,FALSE)","v":{"$error":"#N/A"}},1]
[null,null,{"$f":"VLOOKUP('1. Eff Raw Data'!S6861,'CAS#check'!A$2:A$190,1,FALSE)","v":{"$error":"#N/A"}},1]
[null,null,{"$f":"VLOOKUP('1. Eff Raw Data'!S6862,'CAS#check'!A$2:A$190,1,FALSE)","v":{"$error":"#N/A"}},1]
[null,null,{"$f":"VLOOKUP('1. Eff Raw Data'!S6863,'CAS#check'!A$2:A$190,1,FALSE)","v":{"$error":"#N/A"}},1]
[null,null,{"$f":"VLOOKUP('1. Eff Raw Data'!S6864,'CAS#check'!A$2:A$190,1,FALSE)","v":{"$error":"#N/A"}},1]
[null,null,{"$f":"VLOOKUP('1. Eff Raw Data'!S6865,'CAS#check'!A$2:A$190,1,FALSE)","v":{"$error":"#N/A"}},1]
[null,null,{"$f":"VLOOKUP('1. Eff Raw Data'!S6866,'CAS#check'!A$2:A$190,1,FALSE)","v":{"$error":"#N/A"}},1]
[null,null,{"$f":"VLOOKUP('1. Eff Raw Data'!S6867,'CAS#check'!A$2:A$190,1,FALSE)","v":{"$error":"#N/A"}},1]
[null,null,{"$f":"VLOOKUP('1. Eff Raw Data'!S6868,'CAS#check'!A$2:A$190,1,FALSE)","v":{"$error":"#N/A"}},1]
[null,null,{"$f":"VLOOKUP('1. Eff Raw Data'!S6869,'CAS#check'!A$2:A$190,1,FALSE)","v":{"$error":"#N/A"}},1]
[null,null,{"$f":"VLOOKUP('1. Eff Raw Data'!S6870,'CAS#check'!A$2:A$190,1,FALSE)","v":{"$error":"#N/A"}},1]
[null,null,{"$f":"VLOOKUP('1. Eff Raw Data'!S6871,'CAS#check'!A$2:A$190,1,FALSE)","v":{"$error":"#N/A"}},1]
[null,null,{"$f":"VLOOKUP('1. Eff Raw Data'!S6872,'CAS#check'!A$2:A$190,1,FALSE)","v":{"$error":"#N/A"}},1]
[null,null,{"$f":"VLOOKUP('1. Eff Raw Data'!S6873,'CAS#check'!A$2:A$190,1,FALSE)","v":{"$error":"#N/A"}},1]
[null,null,{"$f":"VLOOKUP('1. Eff Raw Data'!S6874,'CAS#check'!A$2:A$190,1,FALSE)","v":{"$error":"#N/A"}},1]
[null,null,{"$f":"VLOOKUP('1. Eff Raw Data'!S6875,'CAS#check'!A$2:A$190,1,FALSE)","v":{"$error":"#N/A"}},1]
[null,null,{"$f":"VLOOKUP('1. Eff Raw Data'!S6876,'CAS#check'!A$2:A$190,1,FALSE)","v":{"$error":"#N/A"}},1]
[null,null,{"$f":"VLOOKUP('1. Eff Raw Data'!S6877,'CAS#check'!A$2:A$190,1,FALSE)","v":{"$error":"#N/A"}},1]
[null,null,{"$f":"VLOOKUP('1. Eff Raw Data'!S6878,'CAS#check'!A$2:A$190,1,FALSE)","v":{"$error":"#N/A"}},1]
[null,null,{"$f":"VLOOKUP('1. Eff Raw Data'!S6879,'CAS#check'!A$2:A$190,1,FALSE)","v":{"$error":"#N/A"}},1]
[null,null,{"$f":"VLOOKUP('1. Eff Raw Data'!S6880,'CAS#check'!A$2:A$190,1,FALSE)","v":{"$error":"#N/A"}},1]
[null,null,{"$f":"VLOOKUP('1. Eff Raw Data'!S6881,'CAS#check'!A$2:A$190,1,FALSE)","v":{"$error":"#N/A"}},1]
[null,null,{"$f":"VLOOKUP('1. Eff Raw Data'!S6882,'CAS#check'!A$2:A$190,1,FALSE)","v":{"$error":"#N/A"}},1]
[null,null,{"$f":"VLOOKUP('1. Eff Raw Data'!S6883,'CAS#check'!A$2:A$190,1,FALSE)","v":{"$error":"#N/A"}},1]
[null,null,{"$f":"VLOOKUP('1. Eff Raw Data'!S6884,'CAS#check'!A$2:A$190,1,FALSE)","v":{"$error":"#N/A"}},1]
[null,null,{"$f":"VLOOKUP('1. Eff Raw Data'!S6885,'CAS#check'!A$2:A$190,1,FALSE)","v":{"$error":"#N/A"}},1]
[null,null,{"$f":"VLOOKUP('1. Eff Raw Data'!S6886,'CAS#check'!A$2:A$190,1,FALSE)","v":{"$error":"#N/A"}},1]
[null,null,{"$f":"VLOOKUP('1. Eff Raw Data'!S6887,'CAS#check'!A$2:A$190,1,FALSE)","v":{"$error":"#N/A"}},1]
[null,null,{"$f":"VLOOKUP('1. Eff Raw Data'!S6888,'CAS#check'!A$2:A$190,1,FALSE)","v":{"$error":"#N/A"}},1]
[null,null,{"$f":"VLOOKUP('1. Eff Raw Data'!S6889,'CAS#check'!A$2:A$190,1,FALSE)","v":{"$error":"#N/A"}},1]
[null,null,{"$f":"VLOOKUP('1. Eff Raw Data'!S6890,'CAS#check'!A$2:A$190,1,FALSE)","v":{"$error":"#N/A"}},1]
[null,null,{"$f":"VLOOKUP('1. Eff Raw Data'!S6891,'CAS#check'!A$2:A$190,1,FALSE)","v":{"$error":"#N/A"}},1]
[null,null,{"$f":"VLOOKUP('1. Eff Raw Data'!S6892,'CAS#check'!A$2:A$190,1,FALSE)","v":{"$error":"#N/A"}},1]
[null,null,{"$f":"VLOOKUP('1. Eff Raw Data'!S6893,'CAS#check'!A$2:A$190,1,FALSE)","v":{"$error":"#N/A"}},1]
[null,null,{"$f":"VLOOKUP('1. Eff Raw Data'!S6894,'CAS#check'!A$2:A$190,1,FALSE)","v":{"$error":"#N/A"}},1]
[null,null,{"$f":"VLOOKUP('1. Eff Raw Data'!S6895,'CAS#check'!A$2:A$190,1,FALSE)","v":{"$error":"#N/A"}},1]
[null,null,{"$f":"VLOOKUP('1. Eff Raw Data'!S6896,'CAS#check'!A$2:A$190,1,FALSE)","v":{"$error":"#N/A"}},1]
[null,null,{"$f":"VLOOKUP('1. Eff Raw Data'!S6897,'CAS#check'!A$2:A$190,1,FALSE)","v":{"$error":"#N/A"}},1]
[null,null,{"$f":"VLOOKUP('1. Eff Raw Data'!S6898,'CAS#check'!A$2:A$190,1,FALSE)","v":{"$error":"#N/A"}},1]
[null,null,{"$f":"VLOOKUP('1. Eff Raw Data'!S6899,'CAS#check'!A$2:A$190,1,FALSE)","v":{"$error":"#N/A"}},1]
[null,null,{"$f":"VLOOKUP('1. Eff Raw Data'!S6900,'CAS#check'!A$2:A$190,1,FALSE)","v":{"$error":"#N/A"}},1]
[null,null,{"$f":"VLOOKUP('1. Eff Raw Data'!S6901,'CAS#check'!A$2:A$190,1,FALSE)","v":{"$error":"#N/A"}},1]
[null,null,{"$f":"VLOOKUP('1. Eff Raw Data'!S6902,'CAS#check'!A$2:A$190,1,FALSE)","v":{"$error":"#N/A"}},1]
[null,null,{"$f":"VLOOKUP('1. Eff Raw Data'!S6903,'CAS#check'!A$2:A$190,1,FALSE)","v":{"$error":"#N/A"}},1]
[null,null,{"$f":"VLOOKUP('1. Eff Raw Data'!S6904,'CAS#check'!A$2:A$190,1,FALSE)","v":{"$error":"#N/A"}},1]
[null,null,{"$f":"VLOOKUP('1. Eff Raw Data'!S6905,'CAS#check'!A$2:A$190,1,FALSE)","v":{"$error":"#N/A"}},1]
[null,null,{"$f":"VLOOKUP('1. Eff Raw Data'!S6906,'CAS#check'!A$2:A$190,1,FALSE)","v":{"$error":"#N/A"}},1]
[null,null,{"$f":"VLOOKUP('1. Eff Raw Data'!S6907,'CAS#check'!A$2:A$190,1,FALSE)","v":{"$error":"#N/A"}},1]
[null,null,{"$f":"VLOOKUP('1. Eff Raw Data'!S6908,'CAS#check'!A$2:A$190,1,FALSE)","v":{"$error":"#N/A"}},1]
[null,null,{"$f":"VLOOKUP('1. Eff Raw Data'!S6909,'CAS#check'!A$2:A$190,1,FALSE)","v":{"$error":"#N/A"}},{"$f":"IFERROR(_xlfn.IFNA(0*C6909,1),0)","v":1}]
[null,null,{"$f":"VLOOKUP('1. Eff Raw Data'!S6910,'CAS#check'!A$2:A$190,1,FALSE)","v":{"$error":"#N/A"}},1]
[null,null,{"$f":"VLOOKUP('1. Eff Raw Data'!S6911,'CAS#check'!A$2:A$190,1,FALSE)","v":{"$error":"#N/A"}},1]
[null,null,{"$f":"VLOOKUP('1. Eff Raw Data'!S6912,'CAS#check'!A$2:A$190,1,FALSE)","v":{"$error":"#N/A"}},1]
[null,null,{"$f":"VLOOKUP('1. Eff Raw Data'!S6913,'CAS#check'!A$2:A$190,1,FALSE)","v":{"$error":"#N/A"}},1]
[null,null,{"$f":"VLOOKUP('1. Eff Raw Data'!S6914,'CAS#check'!A$2:A$190,1,FALSE)","v":{"$error":"#N/A"}},1]
[null,null,{"$f":"VLOOKUP('1. Eff Raw Data'!S6915,'CAS#check'!A$2:A$190,1,FALSE)","v":{"$error":"#N/A"}},1]
[null,null,{"$f":"VLOOKUP('1. Eff Raw Data'!S6916,'CAS#check'!A$2:A$190,1,FALSE)","v":{"$error":"#N/A"}},1]
[null,null,{"$f":"VLOOKUP('1. Eff Raw Data'!S6917,'CAS#check'!A$2:A$190,1,FALSE)","v":{"$error":"#N/A"}},1]
[null,null,{"$f":"VLOOKUP('1. Eff Raw Data'!S6918,'CAS#check'!A$2:A$190,1,FALSE)","v":{"$error":"#N/A"}},1]
[null,null,{"$f":"VLOOKUP('1. Eff Raw Data'!S6919,'CAS#check'!A$2:A$190,1,FALSE)","v":{"$error":"#N/A"}},1]
[null,null,{"$f":"VLOOKUP('1. Eff Raw Data'!S6920,'CAS#check'!A$2:A$190,1,FALSE)","v":{"$error":"#N/A"}},1]
[null,null,{"$f":"VLOOKUP('1. Eff Raw Data'!S6921,'CAS#check'!A$2:A$190,1,FALSE)","v":{"$error":"#N/A"}},1]
[null,null,{"$f":"VLOOKUP('1. Eff Raw Data'!S6922,'CAS#check'!A$2:A$190,1,FALSE)","v":{"$error":"#N/A"}},1]
[null,null,{"$f":"VLOOKUP('1. Eff Raw Data'!S6923,'CAS#check'!A$2:A$190,1,FALSE)","v":{"$error":"#N/A"}},1]
[null,null,{"$f":"VLOOKUP('1. Eff Raw Data'!S6924,'CAS#check'!A$2:A$190,1,FALSE)","v":{"$error":"#N/A"}},1]
[null,null,{"$f":"VLOOKUP('1. Eff Raw Data'!S6925,'CAS#check'!A$2:A$190,1,FALSE)","v":{"$error":"#N/A"}},1]
[null,null,{"$f":"VLOOKUP('1. Eff Raw Data'!S6926,'CAS#check'!A$2:A$190,1,FALSE)","v":{"$error":"#N/A"}},1]
[null,null,{"$f":"VLOOKUP('1. Eff Raw Data'!S6927,'CAS#check'!A$2:A$190,1,FALSE)","v":{"$error":"#N/A"}},1]
[null,null,{"$f":"VLOOKUP('1. Eff Raw Data'!S6928,'CAS#check'!A$2:A$190,1,FALSE)","v":{"$error":"#N/A"}},1]
[null,null,{"$f":"VLOOKUP('1. Eff Raw Data'!S6929,'CAS#check'!A$2:A$190,1,FALSE)","v":{"$error":"#N/A"}},1]
[null,null,{"$f":"VLOOKUP('1. Eff Raw Data'!S6930,'CAS#check'!A$2:A$190,1,FALSE)","v":{"$error":"#N/A"}},1]
[null,null,{"$f":"VLOOKUP('1. Eff Raw Data'!S6931,'CAS#check'!A$2:A$190,1,FALSE)","v":{"$error":"#N/A"}},1]
[null,null,{"$f":"VLOOKUP('1. Eff Raw Data'!S6932,'CAS#check'!A$2:A$190,1,FALSE)","v":{"$error":"#N/A"}},1]
[null,null,{"$f":"VLOOKUP('1. Eff Raw Data'!S6933,'CAS#check'!A$2:A$190,1,FALSE)","v":{"$error":"#N/A"}},1]
[null,null,{"$f":"VLOOKUP('1. Eff Raw Data'!S6934,'CAS#check'!A$2:A$190,1,FALSE)","v":{"$error":"#N/A"}},1]
[null,null,{"$f":"VLOOKUP('1. Eff Raw Data'!S6935,'CAS#check'!A$2:A$190,1,FALSE)","v":{"$error":"#N/A"}},1]
[null,null,{"$f":"VLOOKUP('1. Eff Raw Data'!S6936,'CAS#check'!A$2:A$190,1,FALSE)","v":{"$error":"#N/A"}},1]
[null,null,{"$f":"VLOOKUP('1. Eff Raw Data'!S6937,'CAS#check'!A$2:A$190,1,FALSE)","v":{"$error":"#N/A"}},1]
[null,null,{"$f":"VLOOKUP('1. Eff Raw Data'!S6938,'CAS#check'!A$2:A$190,1,FALSE)","v":{"$error":"#N/A"}},1]
[null,null,{"$f":"VLOOKUP('1. Eff Raw Data'!S6939,'CAS#check'!A$2:A$190,1,FALSE)","v":{"$error":"#N/A"}},1]
[null,null,{"$f":"VLOOKUP('1. Eff Raw Data'!S6940,'CAS#check'!A$2:A$190,1,FALSE)","v":{"$error":"#N/A"}},1]
[null,null,{"$f":"VLOOKUP('1. Eff Raw Data'!S6941,'CAS#check'!A$2:A$190,1,FALSE)","v":{"$error":"#N/A"}},1]
[null,null,{"$f":"VLOOKUP('1. Eff Raw Data'!S6942,'CAS#check'!A$2:A$190,1,FALSE)","v":{"$error":"#N/A"}},1]
[null,null,{"$f":"VLOOKUP('1. Eff Raw Data'!S6943,'CAS#check'!A$2:A$190,1,FALSE)","v":{"$error":"#N/A"}},1]
[null,null,{"$f":"VLOOKUP('1. Eff Raw Data'!S6944,'CAS#check'!A$2:A$190,1,FALSE)","v":{"$error":"#N/A"}},1]
[null,null,{"$f":"VLOOKUP('1. Eff Raw Data'!S6945,'CAS#check'!A$2:A$190,1,FALSE)","v":{"$error":"#N/A"}},1]
[null,null,{"$f":"VLOOKUP('1. Eff Raw Data'!S6946,'CAS#check'!A$2:A$190,1,FALSE)","v":{"$error":"#N/A"}},1]
[null,null,{"$f":"VLOOKUP('1. Eff Raw Data'!S6947,'CAS#check'!A$2:A$190,1,FALSE)","v":{"$error":"#N/A"}},1]
[null,null,{"$f":"VLOOKUP('1. Eff Raw Data'!S6948,'CAS#check'!A$2:A$190,1,FALSE)","v":{"$error":"#N/A"}},1]
[null,null,{"$f":"VLOOKUP('1. Eff Raw Data'!S6949,'CAS#check'!A$2:A$190,1,FALSE)","v":{"$error":"#N/A"}},1]
[null,null,{"$f":"VLOOKUP('1. Eff Raw Data'!S6950,'CAS#check'!A$2:A$190,1,FALSE)","v":{"$error":"#N/A"}},1]
[null,null,{"$f":"VLOOKUP('1. Eff Raw Data'!S6951,'CAS#check'!A$2:A$190,1,FALSE)","v":{"$error":"#N/A"}},1]
[null,null,{"$f":"VLOOKUP('1. Eff Raw Data'!S6952,'CAS#check'!A$2:A$190,1,FALSE)","v":{"$error":"#N/A"}},1]
[null,null,{"$f":"VLOOKUP('1. Eff Raw Data'!S6953,'CAS#check'!A$2:A$190,1,FALSE)","v":{"$error":"#N/A"}},1]
[null,null,{"$f":"VLOOKUP('1. Eff Raw Data'!S6954,'CAS#check'!A$2:A$190,1,FALSE)","v":{"$error":"#N/A"}},1]
[null,null,{"$f":"VLOOKUP('1. Eff Raw Data'!S6955,'CAS#check'!A$2:A$190,1,FALSE)","v":{"$error":"#N/A"}},1]
[null,null,{"$f":"VLOOKUP('1. Eff Raw Data'!S6956,'CAS#check'!A$2:A$190,1,FALSE)","v":{"$error":"#N/A"}},1]
[null,null,{"$f":"VLOOKUP('1. Eff Raw Data'!S6957,'CAS#check'!A$2:A$190,1,FALSE)","v":{"$error":"#N/A"}},1]
[null,null,{"$f":"VLOOKUP('1. Eff Raw Data'!S6958,'CAS#check'!A$2:A$190,1,FALSE)","v":{"$error":"#N/A"}},1]
[null,null,{"$f":"VLOOKUP('1. Eff Raw Data'!S6959,'CAS#check'!A$2:A$190,1,FALSE)","v":{"$error":"#N/A"}},1]
[null,null,{"$f":"VLOOKUP('1. Eff Raw Data'!S6960,'CAS#check'!A$2:A$190,1,FALSE)","v":{"$error":"#N/A"}},1]
[null,null,{"$f":"VLOOKUP('1. Eff Raw Data'!S6961,'CAS#check'!A$2:A$190,1,FALSE)","v":{"$error":"#N/A"}},1]
[null,null,{"$f":"VLOOKUP('1. Eff Raw Data'!S6962,'CAS#check'!A$2:A$190,1,FALSE)","v":{"$error":"#N/A"}},1]
[null,null,{"$f":"VLOOKUP('1. Eff Raw Data'!S6963,'CAS#check'!A$2:A$190,1,FALSE)","v":{"$error":"#N/A"}},1]
[null,null,{"$f":"VLOOKUP('1. Eff Raw Data'!S6964,'CAS#check'!A$2:A$190,1,FALSE)","v":{"$error":"#N/A"}},1]
[null,null,{"$f":"VLOOKUP('1. Eff Raw Data'!S6965,'CAS#check'!A$2:A$190,1,FALSE)","v":{"$error":"#N/A"}},1]
[null,null,{"$f":"VLOOKUP('1. Eff Raw Data'!S6966,'CAS#check'!A$2:A$190,1,FALSE)","v":{"$error":"#N/A"}},1]
[null,null,{"$f":"VLOOKUP('1. Eff Raw Data'!S6967,'CAS#check'!A$2:A$190,1,FALSE)","v":{"$error":"#N/A"}},1]
[null,null,{"$f":"VLOOKUP('1. Eff Raw Data'!S6968,'CAS#check'!A$2:A$190,1,FALSE)","v":{"$error":"#N/A"}},1]
[null,null,{"$f":"VLOOKUP('1. Eff Raw Data'!S6969,'CAS#check'!A$2:A$190,1,FALSE)","v":{"$error":"#N/A"}},1]
[null,null,{"$f":"VLOOKUP('1. Eff Raw Data'!S6970,'CAS#check'!A$2:A$190,1,FALSE)","v":{"$error":"#N/A"}},1]
[null,null,{"$f":"VLOOKUP('1. Eff Raw Data'!S6971,'CAS#check'!A$2:A$190,1,FALSE)","v":{"$error":"#N/A"}},1]
[null,null,{"$f":"VLOOKUP('1. Eff Raw Data'!S6972,'CAS#check'!A$2:A$190,1,FALSE)","v":{"$error":"#N/A"}},1]
[null,null,{"$f":"VLOOKUP('1. Eff Raw Data'!S6973,'CAS#check'!A$2:A$190,1,FALSE)","v":{"$error":"#N/A"}},{"$f":"IFERROR(_xlfn.IFNA(0*C6973,1),0)","v":1}]
[null,null,{"$f":"VLOOKUP('1. Eff Raw Data'!S6974,'CAS#check'!A$2:A$190,1,FALSE)","v":{"$error":"#N/A"}},1]
[null,null,{"$f":"VLOOKUP('1. Eff Raw Data'!S6975,'CAS#check'!A$2:A$190,1,FALSE)","v":{"$error":"#N/A"}},1]
[null,null,{"$f":"VLOOKUP('1. Eff Raw Data'!S6976,'CAS#check'!A$2:A$190,1,FALSE)","v":{"$error":"#N/A"}},1]
[null,null,{"$f":"VLOOKUP('1. Eff Raw Data'!S6977,'CAS#check'!A$2:A$190,1,FALSE)","v":{"$error":"#N/A"}},1]
[null,null,{"$f":"VLOOKUP('1. Eff Raw Data'!S6978,'CAS#check'!A$2:A$190,1,FALSE)","v":{"$error":"#N/A"}},1]
[null,null,{"$f":"VLOOKUP('1. Eff Raw Data'!S6979,'CAS#check'!A$2:A$190,1,FALSE)","v":{"$error":"#N/A"}},1]
[null,null,{"$f":"VLOOKUP('1. Eff Raw Data'!S6980,'CAS#check'!A$2:A$190,1,FALSE)","v":{"$error":"#N/A"}},1]
[null,null,{"$f":"VLOOKUP('1. Eff Raw Data'!S6981,'CAS#check'!A$2:A$190,1,FALSE)","v":{"$error":"#N/A"}},1]
[null,null,{"$f":"VLOOKUP('1. Eff Raw Data'!S6982,'CAS#check'!A$2:A$190,1,FALSE)","v":{"$error":"#N/A"}},1]
[null,null,{"$f":"VLOOKUP('1. Eff Raw Data'!S6983,'CAS#check'!A$2:A$190,1,FALSE)","v":{"$error":"#N/A"}},1]
[null,null,{"$f":"VLOOKUP('1. Eff Raw Data'!S6984,'CAS#check'!A$2:A$190,1,FALSE)","v":{"$error":"#N/A"}},1]
[null,null,{"$f":"VLOOKUP('1. Eff Raw Data'!S6985,'CAS#check'!A$2:A$190,1,FALSE)","v":{"$error":"#N/A"}},1]
[null,null,{"$f":"VLOOKUP('1. Eff Raw Data'!S6986,'CAS#check'!A$2:A$190,1,FALSE)","v":{"$error":"#N/A"}},1]
[null,null,{"$f":"VLOOKUP('1. Eff Raw Data'!S6987,'CAS#check'!A$2:A$190,1,FALSE)","v":{"$error":"#N/A"}},1]
[null,null,{"$f":"VLOOKUP('1. Eff Raw Data'!S6988,'CAS#check'!A$2:A$190,1,FALSE)","v":{"$error":"#N/A"}},1]
[null,null,{"$f":"VLOOKUP('1. Eff Raw Data'!S6989,'CAS#check'!A$2:A$190,1,FALSE)","v":{"$error":"#N/A"}},1]
[null,null,{"$f":"VLOOKUP('1. Eff Raw Data'!S6990,'CAS#check'!A$2:A$190,1,FALSE)","v":{"$error":"#N/A"}},1]
[null,null,{"$f":"VLOOKUP('1. Eff Raw Data'!S6991,'CAS#check'!A$2:A$190,1,FALSE)","v":{"$error":"#N/A"}},1]
[null,null,{"$f":"VLOOKUP('1. Eff Raw Data'!S6992,'CAS#check'!A$2:A$190,1,FALSE)","v":{"$error":"#N/A"}},1]
[null,null,{"$f":"VLOOKUP('1. Eff Raw Data'!S6993,'CAS#check'!A$2:A$190,1,FALSE)","v":{"$error":"#N/A"}},1]
[null,null,{"$f":"VLOOKUP('1. Eff Raw Data'!S6994,'CAS#check'!A$2:A$190,1,FALSE)","v":{"$error":"#N/A"}},1]
[null,null,{"$f":"VLOOKUP('1. Eff Raw Data'!S6995,'CAS#check'!A$2:A$190,1,FALSE)","v":{"$error":"#N/A"}},1]
[null,null,{"$f":"VLOOKUP('1. Eff Raw Data'!S6996,'CAS#check'!A$2:A$190,1,FALSE)","v":{"$error":"#N/A"}},1]
[null,null,{"$f":"VLOOKUP('1. Eff Raw Data'!S6997,'CAS#check'!A$2:A$190,1,FALSE)","v":{"$error":"#N/A"}},1]
[null,null,{"$f":"VLOOKUP('1. Eff Raw Data'!S6998,'CAS#check'!A$2:A$190,1,FALSE)","v":{"$error":"#N/A"}},1]
[null,null,{"$f":"VLOOKUP('1. Eff Raw Data'!S6999,'CAS#check'!A$2:A$190,1,FALSE)","v":{"$error":"#N/A"}},1]
[null,null,{"$f":"VLOOKUP('1. Eff Raw Data'!S7000,'CAS#check'!A$2:A$190,1,FALSE)","v":{"$error":"#N/A"}},1]
[null,null,{"$f":"VLOOKUP('1. Eff Raw Data'!S7001,'CAS#check'!A$2:A$190,1,FALSE)","v":{"$error":"#N/A"}},1]
[null,null,{"$f":"VLOOKUP('1. Eff Raw Data'!S7002,'CAS#check'!A$2:A$190,1,FALSE)","v":{"$error":"#N/A"}},1]
[null,null,{"$f":"VLOOKUP('1. Eff Raw Data'!S7003,'CAS#check'!A$2:A$190,1,FALSE)","v":{"$error":"#N/A"}},1]
[null,null,{"$f":"VLOOKUP('1. Eff Raw Data'!S7004,'CAS#check'!A$2:A$190,1,FALSE)","v":{"$error":"#N/A"}},1]
[null,null,{"$f":"VLOOKUP('1. Eff Raw Data'!S7005,'CAS#check'!A$2:A$190,1,FALSE)","v":{"$error":"#N/A"}},1]
[null,null,{"$f":"VLOOKUP('1. Eff Raw Data'!S7006,'CAS#check'!A$2:A$190,1,FALSE)","v":{"$error":"#N/A"}},1]
[null,null,{"$f":"VLOOKUP('1. Eff Raw Data'!S7007,'CAS#check'!A$2:A$190,1,FALSE)","v":{"$error":"#N/A"}},1]
[null,null,{"$f":"VLOOKUP('1. Eff Raw Data'!S7008,'CAS#check'!A$2:A$190,1,FALSE)","v":{"$error":"#N/A"}},1]
[null,null,{"$f":"VLOOKUP('1. Eff Raw Data'!S7009,'CAS#check'!A$2:A$190,1,FALSE)","v":{"$error":"#N/A"}},1]
[null,null,{"$f":"VLOOKUP('1. Eff Raw Data'!S7010,'CAS#check'!A$2:A$190,1,FALSE)","v":{"$error":"#N/A"}},1]
[null,null,{"$f":"VLOOKUP('1. Eff Raw Data'!S7011,'CAS#check'!A$2:A$190,1,FALSE)","v":{"$error":"#N/A"}},1]
[null,null,{"$f":"VLOOKUP('1. Eff Raw Data'!S7012,'CAS#check'!A$2:A$190,1,FALSE)","v":{"$error":"#N/A"}},1]
[null,null,{"$f":"VLOOKUP('1. Eff Raw Data'!S7013,'CAS#check'!A$2:A$190,1,FALSE)","v":{"$error":"#N/A"}},1]
[null,null,{"$f":"VLOOKUP('1. Eff Raw Data'!S7014,'CAS#check'!A$2:A$190,1,FALSE)","v":{"$error":"#N/A"}},1]
[null,null,{"$f":"VLOOKUP('1. Eff Raw Data'!S7015,'CAS#check'!A$2:A$190,1,FALSE)","v":{"$error":"#N/A"}},1]
[null,null,{"$f":"VLOOKUP('1. Eff Raw Data'!S7016,'CAS#check'!A$2:A$190,1,FALSE)","v":{"$error":"#N/A"}},1]
[null,null,{"$f":"VLOOKUP('1. Eff Raw Data'!S7017,'CAS#check'!A$2:A$190,1,FALSE)","v":{"$error":"#N/A"}},1]
[null,null,{"$f":"VLOOKUP('1. Eff Raw Data'!S7018,'CAS#check'!A$2:A$190,1,FALSE)","v":{"$error":"#N/A"}},1]
[null,null,{"$f":"VLOOKUP('1. Eff Raw Data'!S7019,'CAS#check'!A$2:A$190,1,FALSE)","v":{"$error":"#N/A"}},1]
[null,null,{"$f":"VLOOKUP('1. Eff Raw Data'!S7020,'CAS#check'!A$2:A$190,1,FALSE)","v":{"$error":"#N/A"}},1]
[null,null,{"$f":"VLOOKUP('1. Eff Raw Data'!S7021,'CAS#check'!A$2:A$190,1,FALSE)","v":{"$error":"#N/A"}},1]
[null,null,{"$f":"VLOOKUP('1. Eff Raw Data'!S7022,'CAS#check'!A$2:A$190,1,FALSE)","v":{"$error":"#N/A"}},1]
[null,null,{"$f":"VLOOKUP('1. Eff Raw Data'!S7023,'CAS#check'!A$2:A$190,1,FALSE)","v":{"$error":"#N/A"}},1]
[null,null,{"$f":"VLOOKUP('1. Eff Raw Data'!S7024,'CAS#check'!A$2:A$190,1,FALSE)","v":{"$error":"#N/A"}},1]
[null,null,{"$f":"VLOOKUP('1. Eff Raw Data'!S7025,'CAS#check'!A$2:A$190,1,FALSE)","v":{"$error":"#N/A"}},1]
[null,null,{"$f":"VLOOKUP('1. Eff Raw Data'!S7026,'CAS#check'!A$2:A$190,1,FALSE)","v":{"$error":"#N/A"}},1]
[null,null,{"$f":"VLOOKUP('1. Eff Raw Data'!S7027,'CAS#check'!A$2:A$190,1,FALSE)","v":{"$error":"#N/A"}},1]
[null,null,{"$f":"VLOOKUP('1. Eff Raw Data'!S7028,'CAS#check'!A$2:A$190,1,FALSE)","v":{"$error":"#N/A"}},1]
[null,null,{"$f":"VLOOKUP('1. Eff Raw Data'!S7029,'CAS#check'!A$2:A$190,1,FALSE)","v":{"$error":"#N/A"}},1]
[null,null,{"$f":"VLOOKUP('1. Eff Raw Data'!S7030,'CAS#check'!A$2:A$190,1,FALSE)","v":{"$error":"#N/A"}},1]
[null,null,{"$f":"VLOOKUP('1. Eff Raw Data'!S7031,'CAS#check'!A$2:A$190,1,FALSE)","v":{"$error":"#N/A"}},1]
[null,null,{"$f":"VLOOKUP('1. Eff Raw Data'!S7032,'CAS#check'!A$2:A$190,1,FALSE)","v":{"$error":"#N/A"}},1]
[null,null,{"$f":"VLOOKUP('1. Eff Raw Data'!S7033,'CAS#check'!A$2:A$190,1,FALSE)","v":{"$error":"#N/A"}},1]
[null,null,{"$f":"VLOOKUP('1. Eff Raw Data'!S7034,'CAS#check'!A$2:A$190,1,FALSE)","v":{"$error":"#N/A"}},1]
[null,null,{"$f":"VLOOKUP('1. Eff Raw Data'!S7035,'CAS#check'!A$2:A$190,1,FALSE)","v":{"$error":"#N/A"}},1]
[null,null,{"$f":"VLOOKUP('1. Eff Raw Data'!S7036,'CAS#check'!A$2:A$190,1,FALSE)","v":{"$error":"#N/A"}},1]
[null,null,{"$f":"VLOOKUP('1. Eff Raw Data'!S7037,'CAS#check'!A$2:A$190,1,FALSE)","v":{"$error":"#N/A"}},{"$f":"IFERROR(_xlfn.IFNA(0*C7037,1),0)","v":1}]
[null,null,{"$f":"VLOOKUP('1. Eff Raw Data'!S7038,'CAS#check'!A$2:A$190,1,FALSE)","v":{"$error":"#N/A"}},1]
[null,null,{"$f":"VLOOKUP('1. Eff Raw Data'!S7039,'CAS#check'!A$2:A$190,1,FALSE)","v":{"$error":"#N/A"}},1]
[null,null,{"$f":"VLOOKUP('1. Eff Raw Data'!S7040,'CAS#check'!A$2:A$190,1,FALSE)","v":{"$error":"#N/A"}},1]
[null,null,{"$f":"VLOOKUP('1. Eff Raw Data'!S7041,'CAS#check'!A$2:A$190,1,FALSE)","v":{"$error":"#N/A"}},1]
[null,null,{"$f":"VLOOKUP('1. Eff Raw Data'!S7042,'CAS#check'!A$2:A$190,1,FALSE)","v":{"$error":"#N/A"}},1]
[null,null,{"$f":"VLOOKUP('1. Eff Raw Data'!S7043,'CAS#check'!A$2:A$190,1,FALSE)","v":{"$error":"#N/A"}},1]
[null,null,{"$f":"VLOOKUP('1. Eff Raw Data'!S7044,'CAS#check'!A$2:A$190,1,FALSE)","v":{"$error":"#N/A"}},1]
[null,null,{"$f":"VLOOKUP('1. Eff Raw Data'!S7045,'CAS#check'!A$2:A$190,1,FALSE)","v":{"$error":"#N/A"}},1]
[null,null,{"$f":"VLOOKUP('1. Eff Raw Data'!S7046,'CAS#check'!A$2:A$190,1,FALSE)","v":{"$error":"#N/A"}},1]
[null,null,{"$f":"VLOOKUP('1. Eff Raw Data'!S7047,'CAS#check'!A$2:A$190,1,FALSE)","v":{"$error":"#N/A"}},1]
[null,null,{"$f":"VLOOKUP('1. Eff Raw Data'!S7048,'CAS#check'!A$2:A$190,1,FALSE)","v":{"$error":"#N/A"}},1]
[null,null,{"$f":"VLOOKUP('1. Eff Raw Data'!S7049,'CAS#check'!A$2:A$190,1,FALSE)","v":{"$error":"#N/A"}},1]
[null,null,{"$f":"VLOOKUP('1. Eff Raw Data'!S7050,'CAS#check'!A$2:A$190,1,FALSE)","v":{"$error":"#N/A"}},1]
[null,null,{"$f":"VLOOKUP('1. Eff Raw Data'!S7051,'CAS#check'!A$2:A$190,1,FALSE)","v":{"$error":"#N/A"}},1]
[null,null,{"$f":"VLOOKUP('1. Eff Raw Data'!S7052,'CAS#check'!A$2:A$190,1,FALSE)","v":{"$error":"#N/A"}},1]
[null,null,{"$f":"VLOOKUP('1. Eff Raw Data'!S7053,'CAS#check'!A$2:A$190,1,FALSE)","v":{"$error":"#N/A"}},1]
[null,null,{"$f":"VLOOKUP('1. Eff Raw Data'!S7054,'CAS#check'!A$2:A$190,1,FALSE)","v":{"$error":"#N/A"}},1]
[null,null,{"$f":"VLOOKUP('1. Eff Raw Data'!S7055,'CAS#check'!A$2:A$190,1,FALSE)","v":{"$error":"#N/A"}},1]
[null,null,{"$f":"VLOOKUP('1. Eff Raw Data'!S7056,'CAS#check'!A$2:A$190,1,FALSE)","v":{"$error":"#N/A"}},1]
[null,null,{"$f":"VLOOKUP('1. Eff Raw Data'!S7057,'CAS#check'!A$2:A$190,1,FALSE)","v":{"$error":"#N/A"}},1]
[null,null,{"$f":"VLOOKUP('1. Eff Raw Data'!S7058,'CAS#check'!A$2:A$190,1,FALSE)","v":{"$error":"#N/A"}},1]
[null,null,{"$f":"VLOOKUP('1. Eff Raw Data'!S7059,'CAS#check'!A$2:A$190,1,FALSE)","v":{"$error":"#N/A"}},1]
[null,null,{"$f":"VLOOKUP('1. Eff Raw Data'!S7060,'CAS#check'!A$2:A$190,1,FALSE)","v":{"$error":"#N/A"}},1]
[null,null,{"$f":"VLOOKUP('1. Eff Raw Data'!S7061,'CAS#check'!A$2:A$190,1,FALSE)","v":{"$error":"#N/A"}},1]
[null,null,{"$f":"VLOOKUP('1. Eff Raw Data'!S7062,'CAS#check'!A$2:A$190,1,FALSE)","v":{"$error":"#N/A"}},1]
[null,null,{"$f":"VLOOKUP('1. Eff Raw Data'!S7063,'CAS#check'!A$2:A$190,1,FALSE)","v":{"$error":"#N/A"}},1]
[null,null,{"$f":"VLOOKUP('1. Eff Raw Data'!S7064,'CAS#check'!A$2:A$190,1,FALSE)","v":{"$error":"#N/A"}},1]
[null,null,{"$f":"VLOOKUP('1. Eff Raw Data'!S7065,'CAS#check'!A$2:A$190,1,FALSE)","v":{"$error":"#N/A"}},1]
[null,null,{"$f":"VLOOKUP('1. Eff Raw Data'!S7066,'CAS#check'!A$2:A$190,1,FALSE)","v":{"$error":"#N/A"}},1]
[null,null,{"$f":"VLOOKUP('1. Eff Raw Data'!S7067,'CAS#check'!A$2:A$190,1,FALSE)","v":{"$error":"#N/A"}},1]
[null,null,{"$f":"VLOOKUP('1. Eff Raw Data'!S7068,'CAS#check'!A$2:A$190,1,FALSE)","v":{"$error":"#N/A"}},1]
[null,null,{"$f":"VLOOKUP('1. Eff Raw Data'!S7069,'CAS#check'!A$2:A$190,1,FALSE)","v":{"$error":"#N/A"}},1]
[null,null,{"$f":"VLOOKUP('1. Eff Raw Data'!S7070,'CAS#check'!A$2:A$190,1,FALSE)","v":{"$error":"#N/A"}},1]
[null,null,{"$f":"VLOOKUP('1. Eff Raw Data'!S7071,'CAS#check'!A$2:A$190,1,FALSE)","v":{"$error":"#N/A"}},1]
[null,null,{"$f":"VLOOKUP('1. Eff Raw Data'!S7072,'CAS#check'!A$2:A$190,1,FALSE)","v":{"$error":"#N/A"}},1]
[null,null,{"$f":"VLOOKUP('1. Eff Raw Data'!S7073,'CAS#check'!A$2:A$190,1,FALSE)","v":{"$error":"#N/A"}},1]
[null,null,{"$f":"VLOOKUP('1. Eff Raw Data'!S7074,'CAS#check'!A$2:A$190,1,FALSE)","v":{"$error":"#N/A"}},1]
[null,null,{"$f":"VLOOKUP('1. Eff Raw Data'!S7075,'CAS#check'!A$2:A$190,1,FALSE)","v":{"$error":"#N/A"}},1]
[null,null,{"$f":"VLOOKUP('1. Eff Raw Data'!S7076,'CAS#check'!A$2:A$190,1,FALSE)","v":{"$error":"#N/A"}},1]
[null,null,{"$f":"VLOOKUP('1. Eff Raw Data'!S7077,'CAS#check'!A$2:A$190,1,FALSE)","v":{"$error":"#N/A"}},1]
[null,null,{"$f":"VLOOKUP('1. Eff Raw Data'!S7078,'CAS#check'!A$2:A$190,1,FALSE)","v":{"$error":"#N/A"}},1]
[null,null,{"$f":"VLOOKUP('1. Eff Raw Data'!S7079,'CAS#check'!A$2:A$190,1,FALSE)","v":{"$error":"#N/A"}},1]
[null,null,{"$f":"VLOOKUP('1. Eff Raw Data'!S7080,'CAS#check'!A$2:A$190,1,FALSE)","v":{"$error":"#N/A"}},1]
[null,null,{"$f":"VLOOKUP('1. Eff Raw Data'!S7081,'CAS#check'!A$2:A$190,1,FALSE)","v":{"$error":"#N/A"}},1]
[null,null,{"$f":"VLOOKUP('1. Eff Raw Data'!S7082,'CAS#check'!A$2:A$190,1,FALSE)","v":{"$error":"#N/A"}},1]
[null,null,{"$f":"VLOOKUP('1. Eff Raw Data'!S7083,'CAS#check'!A$2:A$190,1,FALSE)","v":{"$error":"#N/A"}},1]
[null,null,{"$f":"VLOOKUP('1. Eff Raw Data'!S7084,'CAS#check'!A$2:A$190,1,FALSE)","v":{"$error":"#N/A"}},1]
[null,null,{"$f":"VLOOKUP('1. Eff Raw Data'!S7085,'CAS#check'!A$2:A$190,1,FALSE)","v":{"$error":"#N/A"}},1]
[null,null,{"$f":"VLOOKUP('1. Eff Raw Data'!S7086,'CAS#check'!A$2:A$190,1,FALSE)","v":{"$error":"#N/A"}},1]
[null,null,{"$f":"VLOOKUP('1. Eff Raw Data'!S7087,'CAS#check'!A$2:A$190,1,FALSE)","v":{"$error":"#N/A"}},1]
[null,null,{"$f":"VLOOKUP('1. Eff Raw Data'!S7088,'CAS#check'!A$2:A$190,1,FALSE)","v":{"$error":"#N/A"}},1]
[null,null,{"$f":"VLOOKUP('1. Eff Raw Data'!S7089,'CAS#check'!A$2:A$190,1,FALSE)","v":{"$error":"#N/A"}},1]
[null,null,{"$f":"VLOOKUP('1. Eff Raw Data'!S7090,'CAS#check'!A$2:A$190,1,FALSE)","v":{"$error":"#N/A"}},1]
[null,null,{"$f":"VLOOKUP('1. Eff Raw Data'!S7091,'CAS#check'!A$2:A$190,1,FALSE)","v":{"$error":"#N/A"}},1]
[null,null,{"$f":"VLOOKUP('1. Eff Raw Data'!S7092,'CAS#check'!A$2:A$190,1,FALSE)","v":{"$error":"#N/A"}},1]
[null,null,{"$f":"VLOOKUP('1. Eff Raw Data'!S7093,'CAS#check'!A$2:A$190,1,FALSE)","v":{"$error":"#N/A"}},1]
[null,null,{"$f":"VLOOKUP('1. Eff Raw Data'!S7094,'CAS#check'!A$2:A$190,1,FALSE)","v":{"$error":"#N/A"}},1]
[null,null,{"$f":"VLOOKUP('1. Eff Raw Data'!S7095,'CAS#check'!A$2:A$190,1,FALSE)","v":{"$error":"#N/A"}},1]
[null,null,{"$f":"VLOOKUP('1. Eff Raw Data'!S7096,'CAS#check'!A$2:A$190,1,FALSE)","v":{"$error":"#N/A"}},1]
[null,null,{"$f":"VLOOKUP('1. Eff Raw Data'!S7097,'CAS#check'!A$2:A$190,1,FALSE)","v":{"$error":"#N/A"}},1]
[null,null,{"$f":"VLOOKUP('1. Eff Raw Data'!S7098,'CAS#check'!A$2:A$190,1,FALSE)","v":{"$error":"#N/A"}},1]
[null,null,{"$f":"VLOOKUP('1. Eff Raw Data'!S7099,'CAS#check'!A$2:A$190,1,FALSE)","v":{"$error":"#N/A"}},1]
[null,null,{"$f":"VLOOKUP('1. Eff Raw Data'!S7100,'CAS#check'!A$2:A$190,1,FALSE)","v":{"$error":"#N/A"}},1]
[null,null,{"$f":"VLOOKUP('1. Eff Raw Data'!S7101,'CAS#check'!A$2:A$190,1,FALSE)","v":{"$error":"#N/A"}},{"$f":"IFERROR(_xlfn.IFNA(0*C7101,1),0)","v":1}]
[null,null,{"$f":"VLOOKUP('1. Eff Raw Data'!S7102,'CAS#check'!A$2:A$190,1,FALSE)","v":{"$error":"#N/A"}},1]
[null,null,{"$f":"VLOOKUP('1. Eff Raw Data'!S7103,'CAS#check'!A$2:A$190,1,FALSE)","v":{"$error":"#N/A"}},1]
[null,null,{"$f":"VLOOKUP('1. Eff Raw Data'!S7104,'CAS#check'!A$2:A$190,1,FALSE)","v":{"$error":"#N/A"}},1]
[null,null,{"$f":"VLOOKUP('1. Eff Raw Data'!S7105,'CAS#check'!A$2:A$190,1,FALSE)","v":{"$error":"#N/A"}},1]
[null,null,{"$f":"VLOOKUP('1. Eff Raw Data'!S7106,'CAS#check'!A$2:A$190,1,FALSE)","v":{"$error":"#N/A"}},1]
[null,null,{"$f":"VLOOKUP('1. Eff Raw Data'!S7107,'CAS#check'!A$2:A$190,1,FALSE)","v":{"$error":"#N/A"}},1]
[null,null,{"$f":"VLOOKUP('1. Eff Raw Data'!S7108,'CAS#check'!A$2:A$190,1,FALSE)","v":{"$error":"#N/A"}},1]
[null,null,{"$f":"VLOOKUP('1. Eff Raw Data'!S7109,'CAS#check'!A$2:A$190,1,FALSE)","v":{"$error":"#N/A"}},1]
[null,null,{"$f":"VLOOKUP('1. Eff Raw Data'!S7110,'CAS#check'!A$2:A$190,1,FALSE)","v":{"$error":"#N/A"}},1]
[null,null,{"$f":"VLOOKUP('1. Eff Raw Data'!S7111,'CAS#check'!A$2:A$190,1,FALSE)","v":{"$error":"#N/A"}},1]
[null,null,{"$f":"VLOOKUP('1. Eff Raw Data'!S7112,'CAS#check'!A$2:A$190,1,FALSE)","v":{"$error":"#N/A"}},1]
[null,null,{"$f":"VLOOKUP('1. Eff Raw Data'!S7113,'CAS#check'!A$2:A$190,1,FALSE)","v":{"$error":"#N/A"}},1]
[null,null,{"$f":"VLOOKUP('1. Eff Raw Data'!S7114,'CAS#check'!A$2:A$190,1,FALSE)","v":{"$error":"#N/A"}},1]
[null,null,{"$f":"VLOOKUP('1. Eff Raw Data'!S7115,'CAS#check'!A$2:A$190,1,FALSE)","v":{"$error":"#N/A"}},1]
[null,null,{"$f":"VLOOKUP('1. Eff Raw Data'!S7116,'CAS#check'!A$2:A$190,1,FALSE)","v":{"$error":"#N/A"}},1]
[null,null,{"$f":"VLOOKUP('1. Eff Raw Data'!S7117,'CAS#check'!A$2:A$190,1,FALSE)","v":{"$error":"#N/A"}},1]
[null,null,{"$f":"VLOOKUP('1. Eff Raw Data'!S7118,'CAS#check'!A$2:A$190,1,FALSE)","v":{"$error":"#N/A"}},1]
[null,null,{"$f":"VLOOKUP('1. Eff Raw Data'!S7119,'CAS#check'!A$2:A$190,1,FALSE)","v":{"$error":"#N/A"}},1]
[null,null,{"$f":"VLOOKUP('1. Eff Raw Data'!S7120,'CAS#check'!A$2:A$190,1,FALSE)","v":{"$error":"#N/A"}},1]
[null,null,{"$f":"VLOOKUP('1. Eff Raw Data'!S7121,'CAS#check'!A$2:A$190,1,FALSE)","v":{"$error":"#N/A"}},1]
[null,null,{"$f":"VLOOKUP('1. Eff Raw Data'!S7122,'CAS#check'!A$2:A$190,1,FALSE)","v":{"$error":"#N/A"}},1]
[null,null,{"$f":"VLOOKUP('1. Eff Raw Data'!S7123,'CAS#check'!A$2:A$190,1,FALSE)","v":{"$error":"#N/A"}},1]
[null,null,{"$f":"VLOOKUP('1. Eff Raw Data'!S7124,'CAS#check'!A$2:A$190,1,FALSE)","v":{"$error":"#N/A"}},1]
[null,null,{"$f":"VLOOKUP('1. Eff Raw Data'!S7125,'CAS#check'!A$2:A$190,1,FALSE)","v":{"$error":"#N/A"}},1]
[null,null,{"$f":"VLOOKUP('1. Eff Raw Data'!S7126,'CAS#check'!A$2:A$190,1,FALSE)","v":{"$error":"#N/A"}},1]
[null,null,{"$f":"VLOOKUP('1. Eff Raw Data'!S7127,'CAS#check'!A$2:A$190,1,FALSE)","v":{"$error":"#N/A"}},1]
[null,null,{"$f":"VLOOKUP('1. Eff Raw Data'!S7128,'CAS#check'!A$2:A$190,1,FALSE)","v":{"$error":"#N/A"}},1]
[null,null,{"$f":"VLOOKUP('1. Eff Raw Data'!S7129,'CAS#check'!A$2:A$190,1,FALSE)","v":{"$error":"#N/A"}},1]
[null,null,{"$f":"VLOOKUP('1. Eff Raw Data'!S7130,'CAS#check'!A$2:A$190,1,FALSE)","v":{"$error":"#N/A"}},1]
[null,null,{"$f":"VLOOKUP('1. Eff Raw Data'!S7131,'CAS#check'!A$2:A$190,1,FALSE)","v":{"$error":"#N/A"}},1]
[null,null,{"$f":"VLOOKUP('1. Eff Raw Data'!S7132,'CAS#check'!A$2:A$190,1,FALSE)","v":{"$error":"#N/A"}},1]
[null,null,{"$f":"VLOOKUP('1. Eff Raw Data'!S7133,'CAS#check'!A$2:A$190,1,FALSE)","v":{"$error":"#N/A"}},1]
[null,null,{"$f":"VLOOKUP('1. Eff Raw Data'!S7134,'CAS#check'!A$2:A$190,1,FALSE)","v":{"$error":"#N/A"}},1]
[null,null,{"$f":"VLOOKUP('1. Eff Raw Data'!S7135,'CAS#check'!A$2:A$190,1,FALSE)","v":{"$error":"#N/A"}},1]
[null,null,{"$f":"VLOOKUP('1. Eff Raw Data'!S7136,'CAS#check'!A$2:A$190,1,FALSE)","v":{"$error":"#N/A"}},1]
[null,null,{"$f":"VLOOKUP('1. Eff Raw Data'!S7137,'CAS#check'!A$2:A$190,1,FALSE)","v":{"$error":"#N/A"}},1]
[null,null,{"$f":"VLOOKUP('1. Eff Raw Data'!S7138,'CAS#check'!A$2:A$190,1,FALSE)","v":{"$error":"#N/A"}},1]
[null,null,{"$f":"VLOOKUP('1. Eff Raw Data'!S7139,'CAS#check'!A$2:A$190,1,FALSE)","v":{"$error":"#N/A"}},1]
[null,null,{"$f":"VLOOKUP('1. Eff Raw Data'!S7140,'CAS#check'!A$2:A$190,1,FALSE)","v":{"$error":"#N/A"}},1]
[null,null,{"$f":"VLOOKUP('1. Eff Raw Data'!S7141,'CAS#check'!A$2:A$190,1,FALSE)","v":{"$error":"#N/A"}},1]
[null,null,{"$f":"VLOOKUP('1. Eff Raw Data'!S7142,'CAS#check'!A$2:A$190,1,FALSE)","v":{"$error":"#N/A"}},1]
[null,null,{"$f":"VLOOKUP('1. Eff Raw Data'!S7143,'CAS#check'!A$2:A$190,1,FALSE)","v":{"$error":"#N/A"}},1]
[null,null,{"$f":"VLOOKUP('1. Eff Raw Data'!S7144,'CAS#check'!A$2:A$190,1,FALSE)","v":{"$error":"#N/A"}},1]
[null,null,{"$f":"VLOOKUP('1. Eff Raw Data'!S7145,'CAS#check'!A$2:A$190,1,FALSE)","v":{"$error":"#N/A"}},1]
[null,null,{"$f":"VLOOKUP('1. Eff Raw Data'!S7146,'CAS#check'!A$2:A$190,1,FALSE)","v":{"$error":"#N/A"}},1]
[null,null,{"$f":"VLOOKUP('1. Eff Raw Data'!S7147,'CAS#check'!A$2:A$190,1,FALSE)","v":{"$error":"#N/A"}},1]
[null,null,{"$f":"VLOOKUP('1. Eff Raw Data'!S7148,'CAS#check'!A$2:A$190,1,FALSE)","v":{"$error":"#N/A"}},1]
[null,null,{"$f":"VLOOKUP('1. Eff Raw Data'!S7149,'CAS#check'!A$2:A$190,1,FALSE)","v":{"$error":"#N/A"}},1]
[null,null,{"$f":"VLOOKUP('1. Eff Raw Data'!S7150,'CAS#check'!A$2:A$190,1,FALSE)","v":{"$error":"#N/A"}},1]
[null,null,{"$f":"VLOOKUP('1. Eff Raw Data'!S7151,'CAS#check'!A$2:A$190,1,FALSE)","v":{"$error":"#N/A"}},1]
[null,null,{"$f":"VLOOKUP('1. Eff Raw Data'!S7152,'CAS#check'!A$2:A$190,1,FALSE)","v":{"$error":"#N/A"}},1]
[null,null,{"$f":"VLOOKUP('1. Eff Raw Data'!S7153,'CAS#check'!A$2:A$190,1,FALSE)","v":{"$error":"#N/A"}},1]
[null,null,{"$f":"VLOOKUP('1. Eff Raw Data'!S7154,'CAS#check'!A$2:A$190,1,FALSE)","v":{"$error":"#N/A"}},1]
[null,null,{"$f":"VLOOKUP('1. Eff Raw Data'!S7155,'CAS#check'!A$2:A$190,1,FALSE)","v":{"$error":"#N/A"}},1]
[null,null,{"$f":"VLOOKUP('1. Eff Raw Data'!S7156,'CAS#check'!A$2:A$190,1,FALSE)","v":{"$error":"#N/A"}},1]
[null,null,{"$f":"VLOOKUP('1. Eff Raw Data'!S7157,'CAS#check'!A$2:A$190,1,FALSE)","v":{"$error":"#N/A"}},1]
[null,null,{"$f":"VLOOKUP('1. Eff Raw Data'!S7158,'CAS#check'!A$2:A$190,1,FALSE)","v":{"$error":"#N/A"}},1]
[null,null,{"$f":"VLOOKUP('1. Eff Raw Data'!S7159,'CAS#check'!A$2:A$190,1,FALSE)","v":{"$error":"#N/A"}},1]
[null,null,{"$f":"VLOOKUP('1. Eff Raw Data'!S7160,'CAS#check'!A$2:A$190,1,FALSE)","v":{"$error":"#N/A"}},1]
[null,null,{"$f":"VLOOKUP('1. Eff Raw Data'!S7161,'CAS#check'!A$2:A$190,1,FALSE)","v":{"$error":"#N/A"}},1]
[null,null,{"$f":"VLOOKUP('1. Eff Raw Data'!S7162,'CAS#check'!A$2:A$190,1,FALSE)","v":{"$error":"#N/A"}},1]
[null,null,{"$f":"VLOOKUP('1. Eff Raw Data'!S7163,'CAS#check'!A$2:A$190,1,FALSE)","v":{"$error":"#N/A"}},1]
[null,null,{"$f":"VLOOKUP('1. Eff Raw Data'!S7164,'CAS#check'!A$2:A$190,1,FALSE)","v":{"$error":"#N/A"}},1]
[null,null,{"$f":"VLOOKUP('1. Eff Raw Data'!S7165,'CAS#check'!A$2:A$190,1,FALSE)","v":{"$error":"#N/A"}},{"$f":"IFERROR(_xlfn.IFNA(0*C7165,1),0)","v":1}]
[null,null,{"$f":"VLOOKUP('1. Eff Raw Data'!S7166,'CAS#check'!A$2:A$190,1,FALSE)","v":{"$error":"#N/A"}},1]
[null,null,{"$f":"VLOOKUP('1. Eff Raw Data'!S7167,'CAS#check'!A$2:A$190,1,FALSE)","v":{"$error":"#N/A"}},1]
[null,null,{"$f":"VLOOKUP('1. Eff Raw Data'!S7168,'CAS#check'!A$2:A$190,1,FALSE)","v":{"$error":"#N/A"}},1]
[null,null,{"$f":"VLOOKUP('1. Eff Raw Data'!S7169,'CAS#check'!A$2:A$190,1,FALSE)","v":{"$error":"#N/A"}},1]
[null,null,{"$f":"VLOOKUP('1. Eff Raw Data'!S7170,'CAS#check'!A$2:A$190,1,FALSE)","v":{"$error":"#N/A"}},1]
[null,null,{"$f":"VLOOKUP('1. Eff Raw Data'!S7171,'CAS#check'!A$2:A$190,1,FALSE)","v":{"$error":"#N/A"}},1]
[null,null,{"$f":"VLOOKUP('1. Eff Raw Data'!S7172,'CAS#check'!A$2:A$190,1,FALSE)","v":{"$error":"#N/A"}},1]
[null,null,{"$f":"VLOOKUP('1. Eff Raw Data'!S7173,'CAS#check'!A$2:A$190,1,FALSE)","v":{"$error":"#N/A"}},1]
[null,null,{"$f":"VLOOKUP('1. Eff Raw Data'!S7174,'CAS#check'!A$2:A$190,1,FALSE)","v":{"$error":"#N/A"}},1]
[null,null,{"$f":"VLOOKUP('1. Eff Raw Data'!S7175,'CAS#check'!A$2:A$190,1,FALSE)","v":{"$error":"#N/A"}},1]
[null,null,{"$f":"VLOOKUP('1. Eff Raw Data'!S7176,'CAS#check'!A$2:A$190,1,FALSE)","v":{"$error":"#N/A"}},1]
[null,null,{"$f":"VLOOKUP('1. Eff Raw Data'!S7177,'CAS#check'!A$2:A$190,1,FALSE)","v":{"$error":"#N/A"}},1]
[null,null,{"$f":"VLOOKUP('1. Eff Raw Data'!S7178,'CAS#check'!A$2:A$190,1,FALSE)","v":{"$error":"#N/A"}},1]
[null,null,{"$f":"VLOOKUP('1. Eff Raw Data'!S7179,'CAS#check'!A$2:A$190,1,FALSE)","v":{"$error":"#N/A"}},1]
[null,null,{"$f":"VLOOKUP('1. Eff Raw Data'!S7180,'CAS#check'!A$2:A$190,1,FALSE)","v":{"$error":"#N/A"}},1]
[null,null,{"$f":"VLOOKUP('1. Eff Raw Data'!S7181,'CAS#check'!A$2:A$190,1,FALSE)","v":{"$error":"#N/A"}},1]
[null,null,{"$f":"VLOOKUP('1. Eff Raw Data'!S7182,'CAS#check'!A$2:A$190,1,FALSE)","v":{"$error":"#N/A"}},1]
[null,null,{"$f":"VLOOKUP('1. Eff Raw Data'!S7183,'CAS#check'!A$2:A$190,1,FALSE)","v":{"$error":"#N/A"}},1]
[null,null,{"$f":"VLOOKUP('1. Eff Raw Data'!S7184,'CAS#check'!A$2:A$190,1,FALSE)","v":{"$error":"#N/A"}},1]
[null,null,{"$f":"VLOOKUP('1. Eff Raw Data'!S7185,'CAS#check'!A$2:A$190,1,FALSE)","v":{"$error":"#N/A"}},1]
[null,null,{"$f":"VLOOKUP('1. Eff Raw Data'!S7186,'CAS#check'!A$2:A$190,1,FALSE)","v":{"$error":"#N/A"}},1]
[null,null,{"$f":"VLOOKUP('1. Eff Raw Data'!S7187,'CAS#check'!A$2:A$190,1,FALSE)","v":{"$error":"#N/A"}},1]
[null,null,{"$f":"VLOOKUP('1. Eff Raw Data'!S7188,'CAS#check'!A$2:A$190,1,FALSE)","v":{"$error":"#N/A"}},1]
[null,null,{"$f":"VLOOKUP('1. Eff Raw Data'!S7189,'CAS#check'!A$2:A$190,1,FALSE)","v":{"$error":"#N/A"}},1]
[null,null,{"$f":"VLOOKUP('1. Eff Raw Data'!S7190,'CAS#check'!A$2:A$190,1,FALSE)","v":{"$error":"#N/A"}},1]
[null,null,{"$f":"VLOOKUP('1. Eff Raw Data'!S7191,'CAS#check'!A$2:A$190,1,FALSE)","v":{"$error":"#N/A"}},1]
[null,null,{"$f":"VLOOKUP('1. Eff Raw Data'!S7192,'CAS#check'!A$2:A$190,1,FALSE)","v":{"$error":"#N/A"}},1]
[null,null,{"$f":"VLOOKUP('1. Eff Raw Data'!S7193,'CAS#check'!A$2:A$190,1,FALSE)","v":{"$error":"#N/A"}},1]
[null,null,{"$f":"VLOOKUP('1. Eff Raw Data'!S7194,'CAS#check'!A$2:A$190,1,FALSE)","v":{"$error":"#N/A"}},1]
[null,null,{"$f":"VLOOKUP('1. Eff Raw Data'!S7195,'CAS#check'!A$2:A$190,1,FALSE)","v":{"$error":"#N/A"}},1]
[null,null,{"$f":"VLOOKUP('1. Eff Raw Data'!S7196,'CAS#check'!A$2:A$190,1,FALSE)","v":{"$error":"#N/A"}},1]
[null,null,{"$f":"VLOOKUP('1. Eff Raw Data'!S7197,'CAS#check'!A$2:A$190,1,FALSE)","v":{"$error":"#N/A"}},1]
[null,null,{"$f":"VLOOKUP('1. Eff Raw Data'!S7198,'CAS#check'!A$2:A$190,1,FALSE)","v":{"$error":"#N/A"}},1]
[null,null,{"$f":"VLOOKUP('1. Eff Raw Data'!S7199,'CAS#check'!A$2:A$190,1,FALSE)","v":{"$error":"#N/A"}},1]
[null,null,{"$f":"VLOOKUP('1. Eff Raw Data'!S7200,'CAS#check'!A$2:A$190,1,FALSE)","v":{"$error":"#N/A"}},1]
[null,null,{"$f":"VLOOKUP('1. Eff Raw Data'!S7201,'CAS#check'!A$2:A$190,1,FALSE)","v":{"$error":"#N/A"}},1]
[null,null,{"$f":"VLOOKUP('1. Eff Raw Data'!S7202,'CAS#check'!A$2:A$190,1,FALSE)","v":{"$error":"#N/A"}},1]
[null,null,{"$f":"VLOOKUP('1. Eff Raw Data'!S7203,'CAS#check'!A$2:A$190,1,FALSE)","v":{"$error":"#N/A"}},1]
[null,null,{"$f":"VLOOKUP('1. Eff Raw Data'!S7204,'CAS#check'!A$2:A$190,1,FALSE)","v":{"$error":"#N/A"}},1]
[null,null,{"$f":"VLOOKUP('1. Eff Raw Data'!S7205,'CAS#check'!A$2:A$190,1,FALSE)","v":{"$error":"#N/A"}},1]
[null,null,{"$f":"VLOOKUP('1. Eff Raw Data'!S7206,'CAS#check'!A$2:A$190,1,FALSE)","v":{"$error":"#N/A"}},1]
[null,null,{"$f":"VLOOKUP('1. Eff Raw Data'!S7207,'CAS#check'!A$2:A$190,1,FALSE)","v":{"$error":"#N/A"}},1]
[null,null,{"$f":"VLOOKUP('1. Eff Raw Data'!S7208,'CAS#check'!A$2:A$190,1,FALSE)","v":{"$error":"#N/A"}},1]
[null,null,{"$f":"VLOOKUP('1. Eff Raw Data'!S7209,'CAS#check'!A$2:A$190,1,FALSE)","v":{"$error":"#N/A"}},1]
[null,null,{"$f":"VLOOKUP('1. Eff Raw Data'!S7210,'CAS#check'!A$2:A$190,1,FALSE)","v":{"$error":"#N/A"}},1]
[null,null,{"$f":"VLOOKUP('1. Eff Raw Data'!S7211,'CAS#check'!A$2:A$190,1,FALSE)","v":{"$error":"#N/A"}},1]
[null,null,{"$f":"VLOOKUP('1. Eff Raw Data'!S7212,'CAS#check'!A$2:A$190,1,FALSE)","v":{"$error":"#N/A"}},1]
[null,null,{"$f":"VLOOKUP('1. Eff Raw Data'!S7213,'CAS#check'!A$2:A$190,1,FALSE)","v":{"$error":"#N/A"}},1]
[null,null,{"$f":"VLOOKUP('1. Eff Raw Data'!S7214,'CAS#check'!A$2:A$190,1,FALSE)","v":{"$error":"#N/A"}},1]
[null,null,{"$f":"VLOOKUP('1. Eff Raw Data'!S7215,'CAS#check'!A$2:A$190,1,FALSE)","v":{"$error":"#N/A"}},1]
[null,null,{"$f":"VLOOKUP('1. Eff Raw Data'!S7216,'CAS#check'!A$2:A$190,1,FALSE)","v":{"$error":"#N/A"}},1]
[null,null,{"$f":"VLOOKUP('1. Eff Raw Data'!S7217,'CAS#check'!A$2:A$190,1,FALSE)","v":{"$error":"#N/A"}},1]
[null,null,{"$f":"VLOOKUP('1. Eff Raw Data'!S7218,'CAS#check'!A$2:A$190,1,FALSE)","v":{"$error":"#N/A"}},1]
[null,null,{"$f":"VLOOKUP('1. Eff Raw Data'!S7219,'CAS#check'!A$2:A$190,1,FALSE)","v":{"$error":"#N/A"}},1]
[null,null,{"$f":"VLOOKUP('1. Eff Raw Data'!S7220,'CAS#check'!A$2:A$190,1,FALSE)","v":{"$error":"#N/A"}},1]
[null,null,{"$f":"VLOOKUP('1. Eff Raw Data'!S7221,'CAS#check'!A$2:A$190,1,FALSE)","v":{"$error":"#N/A"}},1]
[null,null,{"$f":"VLOOKUP('1. Eff Raw Data'!S7222,'CAS#check'!A$2:A$190,1,FALSE)","v":{"$error":"#N/A"}},1]
[null,null,{"$f":"VLOOKUP('1. Eff Raw Data'!S7223,'CAS#check'!A$2:A$190,1,FALSE)","v":{"$error":"#N/A"}},1]
[null,null,{"$f":"VLOOKUP('1. Eff Raw Data'!S7224,'CAS#check'!A$2:A$190,1,FALSE)","v":{"$error":"#N/A"}},1]
[null,null,{"$f":"VLOOKUP('1. Eff Raw Data'!S7225,'CAS#check'!A$2:A$190,1,FALSE)","v":{"$error":"#N/A"}},1]
[null,null,{"$f":"VLOOKUP('1. Eff Raw Data'!S7226,'CAS#check'!A$2:A$190,1,FALSE)","v":{"$error":"#N/A"}},1]
[null,null,{"$f":"VLOOKUP('1. Eff Raw Data'!S7227,'CAS#check'!A$2:A$190,1,FALSE)","v":{"$error":"#N/A"}},1]
[null,null,{"$f":"VLOOKUP('1. Eff Raw Data'!S7228,'CAS#check'!A$2:A$190,1,FALSE)","v":{"$error":"#N/A"}},1]
[null,null,{"$f":"VLOOKUP('1. Eff Raw Data'!S7229,'CAS#check'!A$2:A$190,1,FALSE)","v":{"$error":"#N/A"}},{"$f":"IFERROR(_xlfn.IFNA(0*C7229,1),0)","v":1}]
[null,null,{"$f":"VLOOKUP('1. Eff Raw Data'!S7230,'CAS#check'!A$2:A$190,1,FALSE)","v":{"$error":"#N/A"}},1]
[null,null,{"$f":"VLOOKUP('1. Eff Raw Data'!S7231,'CAS#check'!A$2:A$190,1,FALSE)","v":{"$error":"#N/A"}},1]
[null,null,{"$f":"VLOOKUP('1. Eff Raw Data'!S7232,'CAS#check'!A$2:A$190,1,FALSE)","v":{"$error":"#N/A"}},1]
[null,null,{"$f":"VLOOKUP('1. Eff Raw Data'!S7233,'CAS#check'!A$2:A$190,1,FALSE)","v":{"$error":"#N/A"}},1]
[null,null,{"$f":"VLOOKUP('1. Eff Raw Data'!S7234,'CAS#check'!A$2:A$190,1,FALSE)","v":{"$error":"#N/A"}},1]
[null,null,{"$f":"VLOOKUP('1. Eff Raw Data'!S7235,'CAS#check'!A$2:A$190,1,FALSE)","v":{"$error":"#N/A"}},1]
[null,null,{"$f":"VLOOKUP('1. Eff Raw Data'!S7236,'CAS#check'!A$2:A$190,1,FALSE)","v":{"$error":"#N/A"}},1]
[null,null,{"$f":"VLOOKUP('1. Eff Raw Data'!S7237,'CAS#check'!A$2:A$190,1,FALSE)","v":{"$error":"#N/A"}},1]
[null,null,{"$f":"VLOOKUP('1. Eff Raw Data'!S7238,'CAS#check'!A$2:A$190,1,FALSE)","v":{"$error":"#N/A"}},1]
[null,null,{"$f":"VLOOKUP('1. Eff Raw Data'!S7239,'CAS#check'!A$2:A$190,1,FALSE)","v":{"$error":"#N/A"}},1]
[null,null,{"$f":"VLOOKUP('1. Eff Raw Data'!S7240,'CAS#check'!A$2:A$190,1,FALSE)","v":{"$error":"#N/A"}},1]
[null,null,{"$f":"VLOOKUP('1. Eff Raw Data'!S7241,'CAS#check'!A$2:A$190,1,FALSE)","v":{"$error":"#N/A"}},1]
[null,null,{"$f":"VLOOKUP('1. Eff Raw Data'!S7242,'CAS#check'!A$2:A$190,1,FALSE)","v":{"$error":"#N/A"}},1]
[null,null,{"$f":"VLOOKUP('1. Eff Raw Data'!S7243,'CAS#check'!A$2:A$190,1,FALSE)","v":{"$error":"#N/A"}},1]
[null,null,{"$f":"VLOOKUP('1. Eff Raw Data'!S7244,'CAS#check'!A$2:A$190,1,FALSE)","v":{"$error":"#N/A"}},1]
[null,null,{"$f":"VLOOKUP('1. Eff Raw Data'!S7245,'CAS#check'!A$2:A$190,1,FALSE)","v":{"$error":"#N/A"}},1]
[null,null,{"$f":"VLOOKUP('1. Eff Raw Data'!S7246,'CAS#check'!A$2:A$190,1,FALSE)","v":{"$error":"#N/A"}},1]
[null,null,{"$f":"VLOOKUP('1. Eff Raw Data'!S7247,'CAS#check'!A$2:A$190,1,FALSE)","v":{"$error":"#N/A"}},1]
[null,null,{"$f":"VLOOKUP('1. Eff Raw Data'!S7248,'CAS#check'!A$2:A$190,1,FALSE)","v":{"$error":"#N/A"}},1]
[null,null,{"$f":"VLOOKUP('1. Eff Raw Data'!S7249,'CAS#check'!A$2:A$190,1,FALSE)","v":{"$error":"#N/A"}},1]
[null,null,{"$f":"VLOOKUP('1. Eff Raw Data'!S7250,'CAS#check'!A$2:A$190,1,FALSE)","v":{"$error":"#N/A"}},1]
[null,null,{"$f":"VLOOKUP('1. Eff Raw Data'!S7251,'CAS#check'!A$2:A$190,1,FALSE)","v":{"$error":"#N/A"}},1]
[null,null,{"$f":"VLOOKUP('1. Eff Raw Data'!S7252,'CAS#check'!A$2:A$190,1,FALSE)","v":{"$error":"#N/A"}},1]
[null,null,{"$f":"VLOOKUP('1. Eff Raw Data'!S7253,'CAS#check'!A$2:A$190,1,FALSE)","v":{"$error":"#N/A"}},1]
[null,null,{"$f":"VLOOKUP('1. Eff Raw Data'!S7254,'CAS#check'!A$2:A$190,1,FALSE)","v":{"$error":"#N/A"}},1]
[null,null,{"$f":"VLOOKUP('1. Eff Raw Data'!S7255,'CAS#check'!A$2:A$190,1,FALSE)","v":{"$error":"#N/A"}},1]
[null,null,{"$f":"VLOOKUP('1. Eff Raw Data'!S7256,'CAS#check'!A$2:A$190,1,FALSE)","v":{"$error":"#N/A"}},1]
[null,null,{"$f":"VLOOKUP('1. Eff Raw Data'!S7257,'CAS#check'!A$2:A$190,1,FALSE)","v":{"$error":"#N/A"}},1]
[null,null,{"$f":"VLOOKUP('1. Eff Raw Data'!S7258,'CAS#check'!A$2:A$190,1,FALSE)","v":{"$error":"#N/A"}},1]
[null,null,{"$f":"VLOOKUP('1. Eff Raw Data'!S7259,'CAS#check'!A$2:A$190,1,FALSE)","v":{"$error":"#N/A"}},1]
[null,null,{"$f":"VLOOKUP('1. Eff Raw Data'!S7260,'CAS#check'!A$2:A$190,1,FALSE)","v":{"$error":"#N/A"}},1]
[null,null,{"$f":"VLOOKUP('1. Eff Raw Data'!S7261,'CAS#check'!A$2:A$190,1,FALSE)","v":{"$error":"#N/A"}},1]
[null,null,{"$f":"VLOOKUP('1. Eff Raw Data'!S7262,'CAS#check'!A$2:A$190,1,FALSE)","v":{"$error":"#N/A"}},1]
[null,null,{"$f":"VLOOKUP('1. Eff Raw Data'!S7263,'CAS#check'!A$2:A$190,1,FALSE)","v":{"$error":"#N/A"}},1]
[null,null,{"$f":"VLOOKUP('1. Eff Raw Data'!S7264,'CAS#check'!A$2:A$190,1,FALSE)","v":{"$error":"#N/A"}},1]
[null,null,{"$f":"VLOOKUP('1. Eff Raw Data'!S7265,'CAS#check'!A$2:A$190,1,FALSE)","v":{"$error":"#N/A"}},1]
[null,null,{"$f":"VLOOKUP('1. Eff Raw Data'!S7266,'CAS#check'!A$2:A$190,1,FALSE)","v":{"$error":"#N/A"}},1]
[null,null,{"$f":"VLOOKUP('1. Eff Raw Data'!S7267,'CAS#check'!A$2:A$190,1,FALSE)","v":{"$error":"#N/A"}},1]
[null,null,{"$f":"VLOOKUP('1. Eff Raw Data'!S7268,'CAS#check'!A$2:A$190,1,FALSE)","v":{"$error":"#N/A"}},1]
[null,null,{"$f":"VLOOKUP('1. Eff Raw Data'!S7269,'CAS#check'!A$2:A$190,1,FALSE)","v":{"$error":"#N/A"}},1]
[null,null,{"$f":"VLOOKUP('1. Eff Raw Data'!S7270,'CAS#check'!A$2:A$190,1,FALSE)","v":{"$error":"#N/A"}},1]
[null,null,{"$f":"VLOOKUP('1. Eff Raw Data'!S7271,'CAS#check'!A$2:A$190,1,FALSE)","v":{"$error":"#N/A"}},1]
[null,null,{"$f":"VLOOKUP('1. Eff Raw Data'!S7272,'CAS#check'!A$2:A$190,1,FALSE)","v":{"$error":"#N/A"}},1]
[null,null,{"$f":"VLOOKUP('1. Eff Raw Data'!S7273,'CAS#check'!A$2:A$190,1,FALSE)","v":{"$error":"#N/A"}},1]
[null,null,{"$f":"VLOOKUP('1. Eff Raw Data'!S7274,'CAS#check'!A$2:A$190,1,FALSE)","v":{"$error":"#N/A"}},1]
[null,null,{"$f":"VLOOKUP('1. Eff Raw Data'!S7275,'CAS#check'!A$2:A$190,1,FALSE)","v":{"$error":"#N/A"}},1]
[null,null,{"$f":"VLOOKUP('1. Eff Raw Data'!S7276,'CAS#check'!A$2:A$190,1,FALSE)","v":{"$error":"#N/A"}},1]
[null,null,{"$f":"VLOOKUP('1. Eff Raw Data'!S7277,'CAS#check'!A$2:A$190,1,FALSE)","v":{"$error":"#N/A"}},1]
[null,null,{"$f":"VLOOKUP('1. Eff Raw Data'!S7278,'CAS#check'!A$2:A$190,1,FALSE)","v":{"$error":"#N/A"}},1]
[null,null,{"$f":"VLOOKUP('1. Eff Raw Data'!S7279,'CAS#check'!A$2:A$190,1,FALSE)","v":{"$error":"#N/A"}},1]
[null,null,{"$f":"VLOOKUP('1. Eff Raw Data'!S7280,'CAS#check'!A$2:A$190,1,FALSE)","v":{"$error":"#N/A"}},1]
[null,null,{"$f":"VLOOKUP('1. Eff Raw Data'!S7281,'CAS#check'!A$2:A$190,1,FALSE)","v":{"$error":"#N/A"}},1]
[null,null,{"$f":"VLOOKUP('1. Eff Raw Data'!S7282,'CAS#check'!A$2:A$190,1,FALSE)","v":{"$error":"#N/A"}},1]
[null,null,{"$f":"VLOOKUP('1. Eff Raw Data'!S7283,'CAS#check'!A$2:A$190,1,FALSE)","v":{"$error":"#N/A"}},1]
[null,null,{"$f":"VLOOKUP('1. Eff Raw Data'!S7284,'CAS#check'!A$2:A$190,1,FALSE)","v":{"$error":"#N/A"}},1]
[null,null,{"$f":"VLOOKUP('1. Eff Raw Data'!S7285,'CAS#check'!A$2:A$190,1,FALSE)","v":{"$error":"#N/A"}},1]
[null,null,{"$f":"VLOOKUP('1. Eff Raw Data'!S7286,'CAS#check'!A$2:A$190,1,FALSE)","v":{"$error":"#N/A"}},1]
[null,null,{"$f":"VLOOKUP('1. Eff Raw Data'!S7287,'CAS#check'!A$2:A$190,1,FALSE)","v":{"$error":"#N/A"}},1]
[null,null,{"$f":"VLOOKUP('1. Eff Raw Data'!S7288,'CAS#check'!A$2:A$190,1,FALSE)","v":{"$error":"#N/A"}},1]
[null,null,{"$f":"VLOOKUP('1. Eff Raw Data'!S7289,'CAS#check'!A$2:A$190,1,FALSE)","v":{"$error":"#N/A"}},1]
[null,null,{"$f":"VLOOKUP('1. Eff Raw Data'!S7290,'CAS#check'!A$2:A$190,1,FALSE)","v":{"$error":"#N/A"}},1]
[null,null,{"$f":"VLOOKUP('1. Eff Raw Data'!S7291,'CAS#check'!A$2:A$190,1,FALSE)","v":{"$error":"#N/A"}},1]
[null,null,{"$f":"VLOOKUP('1. Eff Raw Data'!S7292,'CAS#check'!A$2:A$190,1,FALSE)","v":{"$error":"#N/A"}},1]
[null,null,{"$f":"VLOOKUP('1. Eff Raw Data'!S7293,'CAS#check'!A$2:A$190,1,FALSE)","v":{"$error":"#N/A"}},{"$f":"IFERROR(_xlfn.IFNA(0*C7293,1),0)","v":1}]
[null,null,{"$f":"VLOOKUP('1. Eff Raw Data'!S7294,'CAS#check'!A$2:A$190,1,FALSE)","v":{"$error":"#N/A"}},1]
[null,null,{"$f":"VLOOKUP('1. Eff Raw Data'!S7295,'CAS#check'!A$2:A$190,1,FALSE)","v":{"$error":"#N/A"}},1]
[null,null,{"$f":"VLOOKUP('1. Eff Raw Data'!S7296,'CAS#check'!A$2:A$190,1,FALSE)","v":{"$error":"#N/A"}},1]
[null,null,{"$f":"VLOOKUP('1. Eff Raw Data'!S7297,'CAS#check'!A$2:A$190,1,FALSE)","v":{"$error":"#N/A"}},1]
[null,null,{"$f":"VLOOKUP('1. Eff Raw Data'!S7298,'CAS#check'!A$2:A$190,1,FALSE)","v":{"$error":"#N/A"}},1]
[null,null,{"$f":"VLOOKUP('1. Eff Raw Data'!S7299,'CAS#check'!A$2:A$190,1,FALSE)","v":{"$error":"#N/A"}},1]
[null,null,{"$f":"VLOOKUP('1. Eff Raw Data'!S7300,'CAS#check'!A$2:A$190,1,FALSE)","v":{"$error":"#N/A"}},1]
[null,null,{"$f":"VLOOKUP('1. Eff Raw Data'!S7301,'CAS#check'!A$2:A$190,1,FALSE)","v":{"$error":"#N/A"}},1]
[null,null,{"$f":"VLOOKUP('1. Eff Raw Data'!S7302,'CAS#check'!A$2:A$190,1,FALSE)","v":{"$error":"#N/A"}},1]
[null,null,{"$f":"VLOOKUP('1. Eff Raw Data'!S7303,'CAS#check'!A$2:A$190,1,FALSE)","v":{"$error":"#N/A"}},1]
[null,null,{"$f":"VLOOKUP('1. Eff Raw Data'!S7304,'CAS#check'!A$2:A$190,1,FALSE)","v":{"$error":"#N/A"}},1]
[null,null,{"$f":"VLOOKUP('1. Eff Raw Data'!S7305,'CAS#check'!A$2:A$190,1,FALSE)","v":{"$error":"#N/A"}},1]
[null,null,{"$f":"VLOOKUP('1. Eff Raw Data'!S7306,'CAS#check'!A$2:A$190,1,FALSE)","v":{"$error":"#N/A"}},1]
[null,null,{"$f":"VLOOKUP('1. Eff Raw Data'!S7307,'CAS#check'!A$2:A$190,1,FALSE)","v":{"$error":"#N/A"}},1]
[null,null,{"$f":"VLOOKUP('1. Eff Raw Data'!S7308,'CAS#check'!A$2:A$190,1,FALSE)","v":{"$error":"#N/A"}},1]
[null,null,{"$f":"VLOOKUP('1. Eff Raw Data'!S7309,'CAS#check'!A$2:A$190,1,FALSE)","v":{"$error":"#N/A"}},1]
[null,null,{"$f":"VLOOKUP('1. Eff Raw Data'!S7310,'CAS#check'!A$2:A$190,1,FALSE)","v":{"$error":"#N/A"}},1]
[null,null,{"$f":"VLOOKUP('1. Eff Raw Data'!S7311,'CAS#check'!A$2:A$190,1,FALSE)","v":{"$error":"#N/A"}},1]
[null,null,{"$f":"VLOOKUP('1. Eff Raw Data'!S7312,'CAS#check'!A$2:A$190,1,FALSE)","v":{"$error":"#N/A"}},1]
[null,null,{"$f":"VLOOKUP('1. Eff Raw Data'!S7313,'CAS#check'!A$2:A$190,1,FALSE)","v":{"$error":"#N/A"}},1]
[null,null,{"$f":"VLOOKUP('1. Eff Raw Data'!S7314,'CAS#check'!A$2:A$190,1,FALSE)","v":{"$error":"#N/A"}},1]
[null,null,{"$f":"VLOOKUP('1. Eff Raw Data'!S7315,'CAS#check'!A$2:A$190,1,FALSE)","v":{"$error":"#N/A"}},1]
[null,null,{"$f":"VLOOKUP('1. Eff Raw Data'!S7316,'CAS#check'!A$2:A$190,1,FALSE)","v":{"$error":"#N/A"}},1]
[null,null,{"$f":"VLOOKUP('1. Eff Raw Data'!S7317,'CAS#check'!A$2:A$190,1,FALSE)","v":{"$error":"#N/A"}},1]
[null,null,{"$f":"VLOOKUP('1. Eff Raw Data'!S7318,'CAS#check'!A$2:A$190,1,FALSE)","v":{"$error":"#N/A"}},1]
[null,null,{"$f":"VLOOKUP('1. Eff Raw Data'!S7319,'CAS#check'!A$2:A$190,1,FALSE)","v":{"$error":"#N/A"}},1]
[null,null,{"$f":"VLOOKUP('1. Eff Raw Data'!S7320,'CAS#check'!A$2:A$190,1,FALSE)","v":{"$error":"#N/A"}},1]
[null,null,{"$f":"VLOOKUP('1. Eff Raw Data'!S7321,'CAS#check'!A$2:A$190,1,FALSE)","v":{"$error":"#N/A"}},1]
[null,null,{"$f":"VLOOKUP('1. Eff Raw Data'!S7322,'CAS#check'!A$2:A$190,1,FALSE)","v":{"$error":"#N/A"}},1]
[null,null,{"$f":"VLOOKUP('1. Eff Raw Data'!S7323,'CAS#check'!A$2:A$190,1,FALSE)","v":{"$error":"#N/A"}},1]
[null,null,{"$f":"VLOOKUP('1. Eff Raw Data'!S7324,'CAS#check'!A$2:A$190,1,FALSE)","v":{"$error":"#N/A"}},1]
[null,null,{"$f":"VLOOKUP('1. Eff Raw Data'!S7325,'CAS#check'!A$2:A$190,1,FALSE)","v":{"$error":"#N/A"}},1]
[null,null,{"$f":"VLOOKUP('1. Eff Raw Data'!S7326,'CAS#check'!A$2:A$190,1,FALSE)","v":{"$error":"#N/A"}},1]
[null,null,{"$f":"VLOOKUP('1. Eff Raw Data'!S7327,'CAS#check'!A$2:A$190,1,FALSE)","v":{"$error":"#N/A"}},1]
[null,null,{"$f":"VLOOKUP('1. Eff Raw Data'!S7328,'CAS#check'!A$2:A$190,1,FALSE)","v":{"$error":"#N/A"}},1]
[null,null,{"$f":"VLOOKUP('1. Eff Raw Data'!S7329,'CAS#check'!A$2:A$190,1,FALSE)","v":{"$error":"#N/A"}},1]
[null,null,{"$f":"VLOOKUP('1. Eff Raw Data'!S7330,'CAS#check'!A$2:A$190,1,FALSE)","v":{"$error":"#N/A"}},1]
[null,null,{"$f":"VLOOKUP('1. Eff Raw Data'!S7331,'CAS#check'!A$2:A$190,1,FALSE)","v":{"$error":"#N/A"}},1]
[null,null,{"$f":"VLOOKUP('1. Eff Raw Data'!S7332,'CAS#check'!A$2:A$190,1,FALSE)","v":{"$error":"#N/A"}},1]
[null,null,{"$f":"VLOOKUP('1. Eff Raw Data'!S7333,'CAS#check'!A$2:A$190,1,FALSE)","v":{"$error":"#N/A"}},1]
[null,null,{"$f":"VLOOKUP('1. Eff Raw Data'!S7334,'CAS#check'!A$2:A$190,1,FALSE)","v":{"$error":"#N/A"}},1]
[null,null,{"$f":"VLOOKUP('1. Eff Raw Data'!S7335,'CAS#check'!A$2:A$190,1,FALSE)","v":{"$error":"#N/A"}},1]
[null,null,{"$f":"VLOOKUP('1. Eff Raw Data'!S7336,'CAS#check'!A$2:A$190,1,FALSE)","v":{"$error":"#N/A"}},1]
[null,null,{"$f":"VLOOKUP('1. Eff Raw Data'!S7337,'CAS#check'!A$2:A$190,1,FALSE)","v":{"$error":"#N/A"}},1]
[null,null,{"$f":"VLOOKUP('1. Eff Raw Data'!S7338,'CAS#check'!A$2:A$190,1,FALSE)","v":{"$error":"#N/A"}},1]
[null,null,{"$f":"VLOOKUP('1. Eff Raw Data'!S7339,'CAS#check'!A$2:A$190,1,FALSE)","v":{"$error":"#N/A"}},1]
[null,null,{"$f":"VLOOKUP('1. Eff Raw Data'!S7340,'CAS#check'!A$2:A$190,1,FALSE)","v":{"$error":"#N/A"}},1]
[null,null,{"$f":"VLOOKUP('1. Eff Raw Data'!S7341,'CAS#check'!A$2:A$190,1,FALSE)","v":{"$error":"#N/A"}},1]
[null,null,{"$f":"VLOOKUP('1. Eff Raw Data'!S7342,'CAS#check'!A$2:A$190,1,FALSE)","v":{"$error":"#N/A"}},1]
[null,null,{"$f":"VLOOKUP('1. Eff Raw Data'!S7343,'CAS#check'!A$2:A$190,1,FALSE)","v":{"$error":"#N/A"}},1]
[null,null,{"$f":"VLOOKUP('1. Eff Raw Data'!S7344,'CAS#check'!A$2:A$190,1,FALSE)","v":{"$error":"#N/A"}},1]
[null,null,{"$f":"VLOOKUP('1. Eff Raw Data'!S7345,'CAS#check'!A$2:A$190,1,FALSE)","v":{"$error":"#N/A"}},1]
[null,null,{"$f":"VLOOKUP('1. Eff Raw Data'!S7346,'CAS#check'!A$2:A$190,1,FALSE)","v":{"$error":"#N/A"}},1]
[null,null,{"$f":"VLOOKUP('1. Eff Raw Data'!S7347,'CAS#check'!A$2:A$190,1,FALSE)","v":{"$error":"#N/A"}},1]
[null,null,{"$f":"VLOOKUP('1. Eff Raw Data'!S7348,'CAS#check'!A$2:A$190,1,FALSE)","v":{"$error":"#N/A"}},1]
[null,null,{"$f":"VLOOKUP('1. Eff Raw Data'!S7349,'CAS#check'!A$2:A$190,1,FALSE)","v":{"$error":"#N/A"}},1]
[null,null,{"$f":"VLOOKUP('1. Eff Raw Data'!S7350,'CAS#check'!A$2:A$190,1,FALSE)","v":{"$error":"#N/A"}},1]
[null,null,{"$f":"VLOOKUP('1. Eff Raw Data'!S7351,'CAS#check'!A$2:A$190,1,FALSE)","v":{"$error":"#N/A"}},1]
[null,null,{"$f":"VLOOKUP('1. Eff Raw Data'!S7352,'CAS#check'!A$2:A$190,1,FALSE)","v":{"$error":"#N/A"}},1]
[null,null,{"$f":"VLOOKUP('1. Eff Raw Data'!S7353,'CAS#check'!A$2:A$190,1,FALSE)","v":{"$error":"#N/A"}},1]
[null,null,{"$f":"VLOOKUP('1. Eff Raw Data'!S7354,'CAS#check'!A$2:A$190,1,FALSE)","v":{"$error":"#N/A"}},1]
[null,null,{"$f":"VLOOKUP('1. Eff Raw Data'!S7355,'CAS#check'!A$2:A$190,1,FALSE)","v":{"$error":"#N/A"}},1]
[null,null,{"$f":"VLOOKUP('1. Eff Raw Data'!S7356,'CAS#check'!A$2:A$190,1,FALSE)","v":{"$error":"#N/A"}},1]
[null,null,{"$f":"VLOOKUP('1. Eff Raw Data'!S7357,'CAS#check'!A$2:A$190,1,FALSE)","v":{"$error":"#N/A"}},{"$f":"IFERROR(_xlfn.IFNA(0*C7357,1),0)","v":1}]
[null,null,{"$f":"VLOOKUP('1. Eff Raw Data'!S7358,'CAS#check'!A$2:A$190,1,FALSE)","v":{"$error":"#N/A"}},1]
[null,null,{"$f":"VLOOKUP('1. Eff Raw Data'!S7359,'CAS#check'!A$2:A$190,1,FALSE)","v":{"$error":"#N/A"}},1]
[null,null,{"$f":"VLOOKUP('1. Eff Raw Data'!S7360,'CAS#check'!A$2:A$190,1,FALSE)","v":{"$error":"#N/A"}},1]
[null,null,{"$f":"VLOOKUP('1. Eff Raw Data'!S7361,'CAS#check'!A$2:A$190,1,FALSE)","v":{"$error":"#N/A"}},1]
[null,null,{"$f":"VLOOKUP('1. Eff Raw Data'!S7362,'CAS#check'!A$2:A$190,1,FALSE)","v":{"$error":"#N/A"}},1]
[null,null,{"$f":"VLOOKUP('1. Eff Raw Data'!S7363,'CAS#check'!A$2:A$190,1,FALSE)","v":{"$error":"#N/A"}},1]
[null,null,{"$f":"VLOOKUP('1. Eff Raw Data'!S7364,'CAS#check'!A$2:A$190,1,FALSE)","v":{"$error":"#N/A"}},1]
[null,null,{"$f":"VLOOKUP('1. Eff Raw Data'!S7365,'CAS#check'!A$2:A$190,1,FALSE)","v":{"$error":"#N/A"}},1]
[null,null,{"$f":"VLOOKUP('1. Eff Raw Data'!S7366,'CAS#check'!A$2:A$190,1,FALSE)","v":{"$error":"#N/A"}},1]
[null,null,{"$f":"VLOOKUP('1. Eff Raw Data'!S7367,'CAS#check'!A$2:A$190,1,FALSE)","v":{"$error":"#N/A"}},1]
[null,null,{"$f":"VLOOKUP('1. Eff Raw Data'!S7368,'CAS#check'!A$2:A$190,1,FALSE)","v":{"$error":"#N/A"}},1]
[null,null,{"$f":"VLOOKUP('1. Eff Raw Data'!S7369,'CAS#check'!A$2:A$190,1,FALSE)","v":{"$error":"#N/A"}},1]
[null,null,{"$f":"VLOOKUP('1. Eff Raw Data'!S7370,'CAS#check'!A$2:A$190,1,FALSE)","v":{"$error":"#N/A"}},1]
[null,null,{"$f":"VLOOKUP('1. Eff Raw Data'!S7371,'CAS#check'!A$2:A$190,1,FALSE)","v":{"$error":"#N/A"}},1]
[null,null,{"$f":"VLOOKUP('1. Eff Raw Data'!S7372,'CAS#check'!A$2:A$190,1,FALSE)","v":{"$error":"#N/A"}},1]
[null,null,{"$f":"VLOOKUP('1. Eff Raw Data'!S7373,'CAS#check'!A$2:A$190,1,FALSE)","v":{"$error":"#N/A"}},1]
[null,null,{"$f":"VLOOKUP('1. Eff Raw Data'!S7374,'CAS#check'!A$2:A$190,1,FALSE)","v":{"$error":"#N/A"}},1]
[null,null,{"$f":"VLOOKUP('1. Eff Raw Data'!S7375,'CAS#check'!A$2:A$190,1,FALSE)","v":{"$error":"#N/A"}},1]
[null,null,{"$f":"VLOOKUP('1. Eff Raw Data'!S7376,'CAS#check'!A$2:A$190,1,FALSE)","v":{"$error":"#N/A"}},1]
[null,null,{"$f":"VLOOKUP('1. Eff Raw Data'!S7377,'CAS#check'!A$2:A$190,1,FALSE)","v":{"$error":"#N/A"}},1]
[null,null,{"$f":"VLOOKUP('1. Eff Raw Data'!S7378,'CAS#check'!A$2:A$190,1,FALSE)","v":{"$error":"#N/A"}},1]
[null,null,{"$f":"VLOOKUP('1. Eff Raw Data'!S7379,'CAS#check'!A$2:A$190,1,FALSE)","v":{"$error":"#N/A"}},1]
[null,null,{"$f":"VLOOKUP('1. Eff Raw Data'!S7380,'CAS#check'!A$2:A$190,1,FALSE)","v":{"$error":"#N/A"}},1]
[null,null,{"$f":"VLOOKUP('1. Eff Raw Data'!S7381,'CAS#check'!A$2:A$190,1,FALSE)","v":{"$error":"#N/A"}},1]
[null,null,{"$f":"VLOOKUP('1. Eff Raw Data'!S7382,'CAS#check'!A$2:A$190,1,FALSE)","v":{"$error":"#N/A"}},1]
[null,null,{"$f":"VLOOKUP('1. Eff Raw Data'!S7383,'CAS#check'!A$2:A$190,1,FALSE)","v":{"$error":"#N/A"}},1]
[null,null,{"$f":"VLOOKUP('1. Eff Raw Data'!S7384,'CAS#check'!A$2:A$190,1,FALSE)","v":{"$error":"#N/A"}},1]
[null,null,{"$f":"VLOOKUP('1. Eff Raw Data'!S7385,'CAS#check'!A$2:A$190,1,FALSE)","v":{"$error":"#N/A"}},1]
[null,null,{"$f":"VLOOKUP('1. Eff Raw Data'!S7386,'CAS#check'!A$2:A$190,1,FALSE)","v":{"$error":"#N/A"}},1]
[null,null,{"$f":"VLOOKUP('1. Eff Raw Data'!S7387,'CAS#check'!A$2:A$190,1,FALSE)","v":{"$error":"#N/A"}},1]
[null,null,{"$f":"VLOOKUP('1. Eff Raw Data'!S7388,'CAS#check'!A$2:A$190,1,FALSE)","v":{"$error":"#N/A"}},1]
[null,null,{"$f":"VLOOKUP('1. Eff Raw Data'!S7389,'CAS#check'!A$2:A$190,1,FALSE)","v":{"$error":"#N/A"}},1]
[null,null,{"$f":"VLOOKUP('1. Eff Raw Data'!S7390,'CAS#check'!A$2:A$190,1,FALSE)","v":{"$error":"#N/A"}},1]
[null,null,{"$f":"VLOOKUP('1. Eff Raw Data'!S7391,'CAS#check'!A$2:A$190,1,FALSE)","v":{"$error":"#N/A"}},1]
[null,null,{"$f":"VLOOKUP('1. Eff Raw Data'!S7392,'CAS#check'!A$2:A$190,1,FALSE)","v":{"$error":"#N/A"}},1]
[null,null,{"$f":"VLOOKUP('1. Eff Raw Data'!S7393,'CAS#check'!A$2:A$190,1,FALSE)","v":{"$error":"#N/A"}},1]
[null,null,{"$f":"VLOOKUP('1. Eff Raw Data'!S7394,'CAS#check'!A$2:A$190,1,FALSE)","v":{"$error":"#N/A"}},1]
[null,null,{"$f":"VLOOKUP('1. Eff Raw Data'!S7395,'CAS#check'!A$2:A$190,1,FALSE)","v":{"$error":"#N/A"}},1]
[null,null,{"$f":"VLOOKUP('1. Eff Raw Data'!S7396,'CAS#check'!A$2:A$190,1,FALSE)","v":{"$error":"#N/A"}},1]
[null,null,{"$f":"VLOOKUP('1. Eff Raw Data'!S7397,'CAS#check'!A$2:A$190,1,FALSE)","v":{"$error":"#N/A"}},1]
[null,null,{"$f":"VLOOKUP('1. Eff Raw Data'!S7398,'CAS#check'!A$2:A$190,1,FALSE)","v":{"$error":"#N/A"}},1]
[null,null,{"$f":"VLOOKUP('1. Eff Raw Data'!S7399,'CAS#check'!A$2:A$190,1,FALSE)","v":{"$error":"#N/A"}},1]
[null,null,{"$f":"VLOOKUP('1. Eff Raw Data'!S7400,'CAS#check'!A$2:A$190,1,FALSE)","v":{"$error":"#N/A"}},1]
[null,null,{"$f":"VLOOKUP('1. Eff Raw Data'!S7401,'CAS#check'!A$2:A$190,1,FALSE)","v":{"$error":"#N/A"}},1]
[null,null,{"$f":"VLOOKUP('1. Eff Raw Data'!S7402,'CAS#check'!A$2:A$190,1,FALSE)","v":{"$error":"#N/A"}},1]
[null,null,{"$f":"VLOOKUP('1. Eff Raw Data'!S7403,'CAS#check'!A$2:A$190,1,FALSE)","v":{"$error":"#N/A"}},1]
[null,null,{"$f":"VLOOKUP('1. Eff Raw Data'!S7404,'CAS#check'!A$2:A$190,1,FALSE)","v":{"$error":"#N/A"}},1]
[null,null,{"$f":"VLOOKUP('1. Eff Raw Data'!S7405,'CAS#check'!A$2:A$190,1,FALSE)","v":{"$error":"#N/A"}},1]
[null,null,{"$f":"VLOOKUP('1. Eff Raw Data'!S7406,'CAS#check'!A$2:A$190,1,FALSE)","v":{"$error":"#N/A"}},1]
[null,null,{"$f":"VLOOKUP('1. Eff Raw Data'!S7407,'CAS#check'!A$2:A$190,1,FALSE)","v":{"$error":"#N/A"}},1]
[null,null,{"$f":"VLOOKUP('1. Eff Raw Data'!S7408,'CAS#check'!A$2:A$190,1,FALSE)","v":{"$error":"#N/A"}},1]
[null,null,{"$f":"VLOOKUP('1. Eff Raw Data'!S7409,'CAS#check'!A$2:A$190,1,FALSE)","v":{"$error":"#N/A"}},1]
[null,null,{"$f":"VLOOKUP('1. Eff Raw Data'!S7410,'CAS#check'!A$2:A$190,1,FALSE)","v":{"$error":"#N/A"}},1]
[null,null,{"$f":"VLOOKUP('1. Eff Raw Data'!S7411,'CAS#check'!A$2:A$190,1,FALSE)","v":{"$error":"#N/A"}},1]
[null,null,{"$f":"VLOOKUP('1. Eff Raw Data'!S7412,'CAS#check'!A$2:A$190,1,FALSE)","v":{"$error":"#N/A"}},1]
[null,null,{"$f":"VLOOKUP('1. Eff Raw Data'!S7413,'CAS#check'!A$2:A$190,1,FALSE)","v":{"$error":"#N/A"}},1]
[null,null,{"$f":"VLOOKUP('1. Eff Raw Data'!S7414,'CAS#check'!A$2:A$190,1,FALSE)","v":{"$error":"#N/A"}},1]
[null,null,{"$f":"VLOOKUP('1. Eff Raw Data'!S7415,'CAS#check'!A$2:A$190,1,FALSE)","v":{"$error":"#N/A"}},1]
[null,null,{"$f":"VLOOKUP('1. Eff Raw Data'!S7416,'CAS#check'!A$2:A$190,1,FALSE)","v":{"$error":"#N/A"}},1]
[null,null,{"$f":"VLOOKUP('1. Eff Raw Data'!S7417,'CAS#check'!A$2:A$190,1,FALSE)","v":{"$error":"#N/A"}},1]
[null,null,{"$f":"VLOOKUP('1. Eff Raw Data'!S7418,'CAS#check'!A$2:A$190,1,FALSE)","v":{"$error":"#N/A"}},1]
[null,null,{"$f":"VLOOKUP('1. Eff Raw Data'!S7419,'CAS#check'!A$2:A$190,1,FALSE)","v":{"$error":"#N/A"}},1]
[null,null,{"$f":"VLOOKUP('1. Eff Raw Data'!S7420,'CAS#check'!A$2:A$190,1,FALSE)","v":{"$error":"#N/A"}},1]
[null,null,{"$f":"VLOOKUP('1. Eff Raw Data'!S7421,'CAS#check'!A$2:A$190,1,FALSE)","v":{"$error":"#N/A"}},{"$f":"IFERROR(_xlfn.IFNA(0*C7421,1),0)","v":1}]
[null,null,{"$f":"VLOOKUP('1. Eff Raw Data'!S7422,'CAS#check'!A$2:A$190,1,FALSE)","v":{"$error":"#N/A"}},1]
[null,null,{"$f":"VLOOKUP('1. Eff Raw Data'!S7423,'CAS#check'!A$2:A$190,1,FALSE)","v":{"$error":"#N/A"}},1]
[null,null,{"$f":"VLOOKUP('1. Eff Raw Data'!S7424,'CAS#check'!A$2:A$190,1,FALSE)","v":{"$error":"#N/A"}},1]
[null,null,{"$f":"VLOOKUP('1. Eff Raw Data'!S7425,'CAS#check'!A$2:A$190,1,FALSE)","v":{"$error":"#N/A"}},1]
[null,null,{"$f":"VLOOKUP('1. Eff Raw Data'!S7426,'CAS#check'!A$2:A$190,1,FALSE)","v":{"$error":"#N/A"}},1]
[null,null,{"$f":"VLOOKUP('1. Eff Raw Data'!S7427,'CAS#check'!A$2:A$190,1,FALSE)","v":{"$error":"#N/A"}},1]
[null,null,{"$f":"VLOOKUP('1. Eff Raw Data'!S7428,'CAS#check'!A$2:A$190,1,FALSE)","v":{"$error":"#N/A"}},1]
[null,null,{"$f":"VLOOKUP('1. Eff Raw Data'!S7429,'CAS#check'!A$2:A$190,1,FALSE)","v":{"$error":"#N/A"}},1]
[null,null,{"$f":"VLOOKUP('1. Eff Raw Data'!S7430,'CAS#check'!A$2:A$190,1,FALSE)","v":{"$error":"#N/A"}},1]
[null,null,{"$f":"VLOOKUP('1. Eff Raw Data'!S7431,'CAS#check'!A$2:A$190,1,FALSE)","v":{"$error":"#N/A"}},1]
[null,null,{"$f":"VLOOKUP('1. Eff Raw Data'!S7432,'CAS#check'!A$2:A$190,1,FALSE)","v":{"$error":"#N/A"}},1]
[null,null,{"$f":"VLOOKUP('1. Eff Raw Data'!S7433,'CAS#check'!A$2:A$190,1,FALSE)","v":{"$error":"#N/A"}},1]
[null,null,{"$f":"VLOOKUP('1. Eff Raw Data'!S7434,'CAS#check'!A$2:A$190,1,FALSE)","v":{"$error":"#N/A"}},1]
[null,null,{"$f":"VLOOKUP('1. Eff Raw Data'!S7435,'CAS#check'!A$2:A$190,1,FALSE)","v":{"$error":"#N/A"}},1]
[null,null,{"$f":"VLOOKUP('1. Eff Raw Data'!S7436,'CAS#check'!A$2:A$190,1,FALSE)","v":{"$error":"#N/A"}},1]
[null,null,{"$f":"VLOOKUP('1. Eff Raw Data'!S7437,'CAS#check'!A$2:A$190,1,FALSE)","v":{"$error":"#N/A"}},1]
[null,null,{"$f":"VLOOKUP('1. Eff Raw Data'!S7438,'CAS#check'!A$2:A$190,1,FALSE)","v":{"$error":"#N/A"}},1]
[null,null,{"$f":"VLOOKUP('1. Eff Raw Data'!S7439,'CAS#check'!A$2:A$190,1,FALSE)","v":{"$error":"#N/A"}},1]
[null,null,{"$f":"VLOOKUP('1. Eff Raw Data'!S7440,'CAS#check'!A$2:A$190,1,FALSE)","v":{"$error":"#N/A"}},1]
[null,null,{"$f":"VLOOKUP('1. Eff Raw Data'!S7441,'CAS#check'!A$2:A$190,1,FALSE)","v":{"$error":"#N/A"}},1]
[null,null,{"$f":"VLOOKUP('1. Eff Raw Data'!S7442,'CAS#check'!A$2:A$190,1,FALSE)","v":{"$error":"#N/A"}},1]
[null,null,{"$f":"VLOOKUP('1. Eff Raw Data'!S7443,'CAS#check'!A$2:A$190,1,FALSE)","v":{"$error":"#N/A"}},1]
[null,null,{"$f":"VLOOKUP('1. Eff Raw Data'!S7444,'CAS#check'!A$2:A$190,1,FALSE)","v":{"$error":"#N/A"}},1]
[null,null,{"$f":"VLOOKUP('1. Eff Raw Data'!S7445,'CAS#check'!A$2:A$190,1,FALSE)","v":{"$error":"#N/A"}},1]
[null,null,{"$f":"VLOOKUP('1. Eff Raw Data'!S7446,'CAS#check'!A$2:A$190,1,FALSE)","v":{"$error":"#N/A"}},1]
[null,null,{"$f":"VLOOKUP('1. Eff Raw Data'!S7447,'CAS#check'!A$2:A$190,1,FALSE)","v":{"$error":"#N/A"}},1]
[null,null,{"$f":"VLOOKUP('1. Eff Raw Data'!S7448,'CAS#check'!A$2:A$190,1,FALSE)","v":{"$error":"#N/A"}},1]
[null,null,{"$f":"VLOOKUP('1. Eff Raw Data'!S7449,'CAS#check'!A$2:A$190,1,FALSE)","v":{"$error":"#N/A"}},1]
[null,null,{"$f":"VLOOKUP('1. Eff Raw Data'!S7450,'CAS#check'!A$2:A$190,1,FALSE)","v":{"$error":"#N/A"}},1]
[null,null,{"$f":"VLOOKUP('1. Eff Raw Data'!S7451,'CAS#check'!A$2:A$190,1,FALSE)","v":{"$error":"#N/A"}},1]
[null,null,{"$f":"VLOOKUP('1. Eff Raw Data'!S7452,'CAS#check'!A$2:A$190,1,FALSE)","v":{"$error":"#N/A"}},1]
[null,null,{"$f":"VLOOKUP('1. Eff Raw Data'!S7453,'CAS#check'!A$2:A$190,1,FALSE)","v":{"$error":"#N/A"}},1]
[null,null,{"$f":"VLOOKUP('1. Eff Raw Data'!S7454,'CAS#check'!A$2:A$190,1,FALSE)","v":{"$error":"#N/A"}},1]
[null,null,{"$f":"VLOOKUP('1. Eff Raw Data'!S7455,'CAS#check'!A$2:A$190,1,FALSE)","v":{"$error":"#N/A"}},1]
[null,null,{"$f":"VLOOKUP('1. Eff Raw Data'!S7456,'CAS#check'!A$2:A$190,1,FALSE)","v":{"$error":"#N/A"}},1]
[null,null,{"$f":"VLOOKUP('1. Eff Raw Data'!S7457,'CAS#check'!A$2:A$190,1,FALSE)","v":{"$error":"#N/A"}},1]
[null,null,{"$f":"VLOOKUP('1. Eff Raw Data'!S7458,'CAS#check'!A$2:A$190,1,FALSE)","v":{"$error":"#N/A"}},1]
[null,null,{"$f":"VLOOKUP('1. Eff Raw Data'!S7459,'CAS#check'!A$2:A$190,1,FALSE)","v":{"$error":"#N/A"}},1]
[null,null,{"$f":"VLOOKUP('1. Eff Raw Data'!S7460,'CAS#check'!A$2:A$190,1,FALSE)","v":{"$error":"#N/A"}},1]
[null,null,{"$f":"VLOOKUP('1. Eff Raw Data'!S7461,'CAS#check'!A$2:A$190,1,FALSE)","v":{"$error":"#N/A"}},1]
[null,null,{"$f":"VLOOKUP('1. Eff Raw Data'!S7462,'CAS#check'!A$2:A$190,1,FALSE)","v":{"$error":"#N/A"}},1]
[null,null,{"$f":"VLOOKUP('1. Eff Raw Data'!S7463,'CAS#check'!A$2:A$190,1,FALSE)","v":{"$error":"#N/A"}},1]
[null,null,{"$f":"VLOOKUP('1. Eff Raw Data'!S7464,'CAS#check'!A$2:A$190,1,FALSE)","v":{"$error":"#N/A"}},1]
[null,null,{"$f":"VLOOKUP('1. Eff Raw Data'!S7465,'CAS#check'!A$2:A$190,1,FALSE)","v":{"$error":"#N/A"}},1]
[null,null,{"$f":"VLOOKUP('1. Eff Raw Data'!S7466,'CAS#check'!A$2:A$190,1,FALSE)","v":{"$error":"#N/A"}},1]
[null,null,{"$f":"VLOOKUP('1. Eff Raw Data'!S7467,'CAS#check'!A$2:A$190,1,FALSE)","v":{"$error":"#N/A"}},1]
[null,null,{"$f":"VLOOKUP('1. Eff Raw Data'!S7468,'CAS#check'!A$2:A$190,1,FALSE)","v":{"$error":"#N/A"}},1]
[null,null,{"$f":"VLOOKUP('1. Eff Raw Data'!S7469,'CAS#check'!A$2:A$190,1,FALSE)","v":{"$error":"#N/A"}},1]
[null,null,{"$f":"VLOOKUP('1. Eff Raw Data'!S7470,'CAS#check'!A$2:A$190,1,FALSE)","v":{"$error":"#N/A"}},1]
[null,null,{"$f":"VLOOKUP('1. Eff Raw Data'!S7471,'CAS#check'!A$2:A$190,1,FALSE)","v":{"$error":"#N/A"}},1]
[null,null,{"$f":"VLOOKUP('1. Eff Raw Data'!S7472,'CAS#check'!A$2:A$190,1,FALSE)","v":{"$error":"#N/A"}},1]
[null,null,{"$f":"VLOOKUP('1. Eff Raw Data'!S7473,'CAS#check'!A$2:A$190,1,FALSE)","v":{"$error":"#N/A"}},1]
[null,null,{"$f":"VLOOKUP('1. Eff Raw Data'!S7474,'CAS#check'!A$2:A$190,1,FALSE)","v":{"$error":"#N/A"}},1]
[null,null,{"$f":"VLOOKUP('1. Eff Raw Data'!S7475,'CAS#check'!A$2:A$190,1,FALSE)","v":{"$error":"#N/A"}},1]
[null,null,{"$f":"VLOOKUP('1. Eff Raw Data'!S7476,'CAS#check'!A$2:A$190,1,FALSE)","v":{"$error":"#N/A"}},1]
[null,null,{"$f":"VLOOKUP('1. Eff Raw Data'!S7477,'CAS#check'!A$2:A$190,1,FALSE)","v":{"$error":"#N/A"}},1]
[null,null,{"$f":"VLOOKUP('1. Eff Raw Data'!S7478,'CAS#check'!A$2:A$190,1,FALSE)","v":{"$error":"#N/A"}},1]
[null,null,{"$f":"VLOOKUP('1. Eff Raw Data'!S7479,'CAS#check'!A$2:A$190,1,FALSE)","v":{"$error":"#N/A"}},1]
[null,null,{"$f":"VLOOKUP('1. Eff Raw Data'!S7480,'CAS#check'!A$2:A$190,1,FALSE)","v":{"$error":"#N/A"}},1]
[null,null,{"$f":"VLOOKUP('1. Eff Raw Data'!S7481,'CAS#check'!A$2:A$190,1,FALSE)","v":{"$error":"#N/A"}},1]
[null,null,{"$f":"VLOOKUP('1. Eff Raw Data'!S7482,'CAS#check'!A$2:A$190,1,FALSE)","v":{"$error":"#N/A"}},1]
[null,null,{"$f":"VLOOKUP('1. Eff Raw Data'!S7483,'CAS#check'!A$2:A$190,1,FALSE)","v":{"$error":"#N/A"}},1]
[null,null,{"$f":"VLOOKUP('1. Eff Raw Data'!S7484,'CAS#check'!A$2:A$190,1,FALSE)","v":{"$error":"#N/A"}},1]
[null,null,{"$f":"VLOOKUP('1. Eff Raw Data'!S7485,'CAS#check'!A$2:A$190,1,FALSE)","v":{"$error":"#N/A"}},{"$f":"IFERROR(_xlfn.IFNA(0*C7485,1),0)","v":1}]
[null,null,{"$f":"VLOOKUP('1. Eff Raw Data'!S7486,'CAS#check'!A$2:A$190,1,FALSE)","v":{"$error":"#N/A"}},1]
[null,null,{"$f":"VLOOKUP('1. Eff Raw Data'!S7487,'CAS#check'!A$2:A$190,1,FALSE)","v":{"$error":"#N/A"}},1]
[null,null,{"$f":"VLOOKUP('1. Eff Raw Data'!S7488,'CAS#check'!A$2:A$190,1,FALSE)","v":{"$error":"#N/A"}},1]
[null,null,{"$f":"VLOOKUP('1. Eff Raw Data'!S7489,'CAS#check'!A$2:A$190,1,FALSE)","v":{"$error":"#N/A"}},1]
[null,null,{"$f":"VLOOKUP('1. Eff Raw Data'!S7490,'CAS#check'!A$2:A$190,1,FALSE)","v":{"$error":"#N/A"}},1]
[null,null,{"$f":"VLOOKUP('1. Eff Raw Data'!S7491,'CAS#check'!A$2:A$190,1,FALSE)","v":{"$error":"#N/A"}},1]
[null,null,{"$f":"VLOOKUP('1. Eff Raw Data'!S7492,'CAS#check'!A$2:A$190,1,FALSE)","v":{"$error":"#N/A"}},1]
[null,null,{"$f":"VLOOKUP('1. Eff Raw Data'!S7493,'CAS#check'!A$2:A$190,1,FALSE)","v":{"$error":"#N/A"}},1]
[null,null,{"$f":"VLOOKUP('1. Eff Raw Data'!S7494,'CAS#check'!A$2:A$190,1,FALSE)","v":{"$error":"#N/A"}},1]
[null,null,{"$f":"VLOOKUP('1. Eff Raw Data'!S7495,'CAS#check'!A$2:A$190,1,FALSE)","v":{"$error":"#N/A"}},1]
[null,null,{"$f":"VLOOKUP('1. Eff Raw Data'!S7496,'CAS#check'!A$2:A$190,1,FALSE)","v":{"$error":"#N/A"}},1]
[null,null,{"$f":"VLOOKUP('1. Eff Raw Data'!S7497,'CAS#check'!A$2:A$190,1,FALSE)","v":{"$error":"#N/A"}},1]
[null,null,{"$f":"VLOOKUP('1. Eff Raw Data'!S7498,'CAS#check'!A$2:A$190,1,FALSE)","v":{"$error":"#N/A"}},1]
[null,null,{"$f":"VLOOKUP('1. Eff Raw Data'!S7499,'CAS#check'!A$2:A$190,1,FALSE)","v":{"$error":"#N/A"}},1]
[null,null,{"$f":"VLOOKUP('1. Eff Raw Data'!S7500,'CAS#check'!A$2:A$190,1,FALSE)","v":{"$error":"#N/A"}},1]
[null,null,{"$f":"VLOOKUP('1. Eff Raw Data'!S7501,'CAS#check'!A$2:A$190,1,FALSE)","v":{"$error":"#N/A"}},1]
[null,null,{"$f":"VLOOKUP('1. Eff Raw Data'!S7502,'CAS#check'!A$2:A$190,1,FALSE)","v":{"$error":"#N/A"}},1]
[null,null,{"$f":"VLOOKUP('1. Eff Raw Data'!S7503,'CAS#check'!A$2:A$190,1,FALSE)","v":{"$error":"#N/A"}},1]
[null,null,{"$f":"VLOOKUP('1. Eff Raw Data'!S7504,'CAS#check'!A$2:A$190,1,FALSE)","v":{"$error":"#N/A"}},1]
[null,null,{"$f":"VLOOKUP('1. Eff Raw Data'!S7505,'CAS#check'!A$2:A$190,1,FALSE)","v":{"$error":"#N/A"}},1]
[null,null,{"$f":"VLOOKUP('1. Eff Raw Data'!S7506,'CAS#check'!A$2:A$190,1,FALSE)","v":{"$error":"#N/A"}},1]
[null,null,{"$f":"VLOOKUP('1. Eff Raw Data'!S7507,'CAS#check'!A$2:A$190,1,FALSE)","v":{"$error":"#N/A"}},1]
[null,null,{"$f":"VLOOKUP('1. Eff Raw Data'!S7508,'CAS#check'!A$2:A$190,1,FALSE)","v":{"$error":"#N/A"}},1]
[null,null,{"$f":"VLOOKUP('1. Eff Raw Data'!S7509,'CAS#check'!A$2:A$190,1,FALSE)","v":{"$error":"#N/A"}},1]
[null,null,{"$f":"VLOOKUP('1. Eff Raw Data'!S7510,'CAS#check'!A$2:A$190,1,FALSE)","v":{"$error":"#N/A"}},1]
[null,null,{"$f":"VLOOKUP('1. Eff Raw Data'!S7511,'CAS#check'!A$2:A$190,1,FALSE)","v":{"$error":"#N/A"}},1]
[null,null,{"$f":"VLOOKUP('1. Eff Raw Data'!S7512,'CAS#check'!A$2:A$190,1,FALSE)","v":{"$error":"#N/A"}},1]
[null,null,{"$f":"VLOOKUP('1. Eff Raw Data'!S7513,'CAS#check'!A$2:A$190,1,FALSE)","v":{"$error":"#N/A"}},1]
[null,null,{"$f":"VLOOKUP('1. Eff Raw Data'!S7514,'CAS#check'!A$2:A$190,1,FALSE)","v":{"$error":"#N/A"}},1]
[null,null,{"$f":"VLOOKUP('1. Eff Raw Data'!S7515,'CAS#check'!A$2:A$190,1,FALSE)","v":{"$error":"#N/A"}},1]
[null,null,{"$f":"VLOOKUP('1. Eff Raw Data'!S7516,'CAS#check'!A$2:A$190,1,FALSE)","v":{"$error":"#N/A"}},1]
[null,null,{"$f":"VLOOKUP('1. Eff Raw Data'!S7517,'CAS#check'!A$2:A$190,1,FALSE)","v":{"$error":"#N/A"}},1]
[null,null,{"$f":"VLOOKUP('1. Eff Raw Data'!S7518,'CAS#check'!A$2:A$190,1,FALSE)","v":{"$error":"#N/A"}},1]
[null,null,{"$f":"VLOOKUP('1. Eff Raw Data'!S7519,'CAS#check'!A$2:A$190,1,FALSE)","v":{"$error":"#N/A"}},1]
[null,null,{"$f":"VLOOKUP('1. Eff Raw Data'!S7520,'CAS#check'!A$2:A$190,1,FALSE)","v":{"$error":"#N/A"}},1]
[null,null,{"$f":"VLOOKUP('1. Eff Raw Data'!S7521,'CAS#check'!A$2:A$190,1,FALSE)","v":{"$error":"#N/A"}},1]
[null,null,{"$f":"VLOOKUP('1. Eff Raw Data'!S7522,'CAS#check'!A$2:A$190,1,FALSE)","v":{"$error":"#N/A"}},1]
[null,null,{"$f":"VLOOKUP('1. Eff Raw Data'!S7523,'CAS#check'!A$2:A$190,1,FALSE)","v":{"$error":"#N/A"}},1]
[null,null,{"$f":"VLOOKUP('1. Eff Raw Data'!S7524,'CAS#check'!A$2:A$190,1,FALSE)","v":{"$error":"#N/A"}},1]
[null,null,{"$f":"VLOOKUP('1. Eff Raw Data'!S7525,'CAS#check'!A$2:A$190,1,FALSE)","v":{"$error":"#N/A"}},1]
[null,null,{"$f":"VLOOKUP('1. Eff Raw Data'!S7526,'CAS#check'!A$2:A$190,1,FALSE)","v":{"$error":"#N/A"}},1]
[null,null,{"$f":"VLOOKUP('1. Eff Raw Data'!S7527,'CAS#check'!A$2:A$190,1,FALSE)","v":{"$error":"#N/A"}},1]
[null,null,{"$f":"VLOOKUP('1. Eff Raw Data'!S7528,'CAS#check'!A$2:A$190,1,FALSE)","v":{"$error":"#N/A"}},1]
[null,null,{"$f":"VLOOKUP('1. Eff Raw Data'!S7529,'CAS#check'!A$2:A$190,1,FALSE)","v":{"$error":"#N/A"}},1]
[null,null,{"$f":"VLOOKUP('1. Eff Raw Data'!S7530,'CAS#check'!A$2:A$190,1,FALSE)","v":{"$error":"#N/A"}},1]
[null,null,{"$f":"VLOOKUP('1. Eff Raw Data'!S7531,'CAS#check'!A$2:A$190,1,FALSE)","v":{"$error":"#N/A"}},1]
[null,null,{"$f":"VLOOKUP('1. Eff Raw Data'!S7532,'CAS#check'!A$2:A$190,1,FALSE)","v":{"$error":"#N/A"}},1]
[null,null,{"$f":"VLOOKUP('1. Eff Raw Data'!S7533,'CAS#check'!A$2:A$190,1,FALSE)","v":{"$error":"#N/A"}},1]
[null,null,{"$f":"VLOOKUP('1. Eff Raw Data'!S7534,'CAS#check'!A$2:A$190,1,FALSE)","v":{"$error":"#N/A"}},1]
[null,null,{"$f":"VLOOKUP('1. Eff Raw Data'!S7535,'CAS#check'!A$2:A$190,1,FALSE)","v":{"$error":"#N/A"}},1]
[null,null,{"$f":"VLOOKUP('1. Eff Raw Data'!S7536,'CAS#check'!A$2:A$190,1,FALSE)","v":{"$error":"#N/A"}},1]
[null,null,{"$f":"VLOOKUP('1. Eff Raw Data'!S7537,'CAS#check'!A$2:A$190,1,FALSE)","v":{"$error":"#N/A"}},1]
[null,null,{"$f":"VLOOKUP('1. Eff Raw Data'!S7538,'CAS#check'!A$2:A$190,1,FALSE)","v":{"$error":"#N/A"}},1]
[null,null,{"$f":"VLOOKUP('1. Eff Raw Data'!S7539,'CAS#check'!A$2:A$190,1,FALSE)","v":{"$error":"#N/A"}},1]
[null,null,{"$f":"VLOOKUP('1. Eff Raw Data'!S7540,'CAS#check'!A$2:A$190,1,FALSE)","v":{"$error":"#N/A"}},1]
[null,null,{"$f":"VLOOKUP('1. Eff Raw Data'!S7541,'CAS#check'!A$2:A$190,1,FALSE)","v":{"$error":"#N/A"}},1]
[null,null,{"$f":"VLOOKUP('1. Eff Raw Data'!S7542,'CAS#check'!A$2:A$190,1,FALSE)","v":{"$error":"#N/A"}},1]
[null,null,{"$f":"VLOOKUP('1. Eff Raw Data'!S7543,'CAS#check'!A$2:A$190,1,FALSE)","v":{"$error":"#N/A"}},1]
[null,null,{"$f":"VLOOKUP('1. Eff Raw Data'!S7544,'CAS#check'!A$2:A$190,1,FALSE)","v":{"$error":"#N/A"}},1]
[null,null,{"$f":"VLOOKUP('1. Eff Raw Data'!S7545,'CAS#check'!A$2:A$190,1,FALSE)","v":{"$error":"#N/A"}},1]
[null,null,{"$f":"VLOOKUP('1. Eff Raw Data'!S7546,'CAS#check'!A$2:A$190,1,FALSE)","v":{"$error":"#N/A"}},1]
[null,null,{"$f":"VLOOKUP('1. Eff Raw Data'!S7547,'CAS#check'!A$2:A$190,1,FALSE)","v":{"$error":"#N/A"}},1]
[null,null,{"$f":"VLOOKUP('1. Eff Raw Data'!S7548,'CAS#check'!A$2:A$190,1,FALSE)","v":{"$error":"#N/A"}},1]
[null,null,{"$f":"VLOOKUP('1. Eff Raw Data'!S7549,'CAS#check'!A$2:A$190,1,FALSE)","v":{"$error":"#N/A"}},{"$f":"IFERROR(_xlfn.IFNA(0*C7549,1),0)","v":1}]
[null,null,{"$f":"VLOOKUP('1. Eff Raw Data'!S7550,'CAS#check'!A$2:A$190,1,FALSE)","v":{"$error":"#N/A"}},1]
[null,null,{"$f":"VLOOKUP('1. Eff Raw Data'!S7551,'CAS#check'!A$2:A$190,1,FALSE)","v":{"$error":"#N/A"}},1]
[null,null,{"$f":"VLOOKUP('1. Eff Raw Data'!S7552,'CAS#check'!A$2:A$190,1,FALSE)","v":{"$error":"#N/A"}},1]
[null,null,{"$f":"VLOOKUP('1. Eff Raw Data'!S7553,'CAS#check'!A$2:A$190,1,FALSE)","v":{"$error":"#N/A"}},1]
[null,null,{"$f":"VLOOKUP('1. Eff Raw Data'!S7554,'CAS#check'!A$2:A$190,1,FALSE)","v":{"$error":"#N/A"}},1]
[null,null,{"$f":"VLOOKUP('1. Eff Raw Data'!S7555,'CAS#check'!A$2:A$190,1,FALSE)","v":{"$error":"#N/A"}},1]
[null,null,{"$f":"VLOOKUP('1. Eff Raw Data'!S7556,'CAS#check'!A$2:A$190,1,FALSE)","v":{"$error":"#N/A"}},1]
[null,null,{"$f":"VLOOKUP('1. Eff Raw Data'!S7557,'CAS#check'!A$2:A$190,1,FALSE)","v":{"$error":"#N/A"}},1]
[null,null,{"$f":"VLOOKUP('1. Eff Raw Data'!S7558,'CAS#check'!A$2:A$190,1,FALSE)","v":{"$error":"#N/A"}},1]
[null,null,{"$f":"VLOOKUP('1. Eff Raw Data'!S7559,'CAS#check'!A$2:A$190,1,FALSE)","v":{"$error":"#N/A"}},1]
[null,null,{"$f":"VLOOKUP('1. Eff Raw Data'!S7560,'CAS#check'!A$2:A$190,1,FALSE)","v":{"$error":"#N/A"}},1]
[null,null,{"$f":"VLOOKUP('1. Eff Raw Data'!S7561,'CAS#check'!A$2:A$190,1,FALSE)","v":{"$error":"#N/A"}},1]
[null,null,{"$f":"VLOOKUP('1. Eff Raw Data'!S7562,'CAS#check'!A$2:A$190,1,FALSE)","v":{"$error":"#N/A"}},1]
[null,null,{"$f":"VLOOKUP('1. Eff Raw Data'!S7563,'CAS#check'!A$2:A$190,1,FALSE)","v":{"$error":"#N/A"}},1]
[null,null,{"$f":"VLOOKUP('1. Eff Raw Data'!S7564,'CAS#check'!A$2:A$190,1,FALSE)","v":{"$error":"#N/A"}},1]
[null,null,{"$f":"VLOOKUP('1. Eff Raw Data'!S7565,'CAS#check'!A$2:A$190,1,FALSE)","v":{"$error":"#N/A"}},1]
[null,null,{"$f":"VLOOKUP('1. Eff Raw Data'!S7566,'CAS#check'!A$2:A$190,1,FALSE)","v":{"$error":"#N/A"}},1]
[null,null,{"$f":"VLOOKUP('1. Eff Raw Data'!S7567,'CAS#check'!A$2:A$190,1,FALSE)","v":{"$error":"#N/A"}},1]
[null,null,{"$f":"VLOOKUP('1. Eff Raw Data'!S7568,'CAS#check'!A$2:A$190,1,FALSE)","v":{"$error":"#N/A"}},1]
[null,null,{"$f":"VLOOKUP('1. Eff Raw Data'!S7569,'CAS#check'!A$2:A$190,1,FALSE)","v":{"$error":"#N/A"}},1]
[null,null,{"$f":"VLOOKUP('1. Eff Raw Data'!S7570,'CAS#check'!A$2:A$190,1,FALSE)","v":{"$error":"#N/A"}},1]
[null,null,{"$f":"VLOOKUP('1. Eff Raw Data'!S7571,'CAS#check'!A$2:A$190,1,FALSE)","v":{"$error":"#N/A"}},1]
[null,null,{"$f":"VLOOKUP('1. Eff Raw Data'!S7572,'CAS#check'!A$2:A$190,1,FALSE)","v":{"$error":"#N/A"}},1]
[null,null,{"$f":"VLOOKUP('1. Eff Raw Data'!S7573,'CAS#check'!A$2:A$190,1,FALSE)","v":{"$error":"#N/A"}},1]
[null,null,{"$f":"VLOOKUP('1. Eff Raw Data'!S7574,'CAS#check'!A$2:A$190,1,FALSE)","v":{"$error":"#N/A"}},1]
[null,null,{"$f":"VLOOKUP('1. Eff Raw Data'!S7575,'CAS#check'!A$2:A$190,1,FALSE)","v":{"$error":"#N/A"}},1]
[null,null,{"$f":"VLOOKUP('1. Eff Raw Data'!S7576,'CAS#check'!A$2:A$190,1,FALSE)","v":{"$error":"#N/A"}},1]
[null,null,{"$f":"VLOOKUP('1. Eff Raw Data'!S7577,'CAS#check'!A$2:A$190,1,FALSE)","v":{"$error":"#N/A"}},1]
[null,null,{"$f":"VLOOKUP('1. Eff Raw Data'!S7578,'CAS#check'!A$2:A$190,1,FALSE)","v":{"$error":"#N/A"}},1]
[null,null,{"$f":"VLOOKUP('1. Eff Raw Data'!S7579,'CAS#check'!A$2:A$190,1,FALSE)","v":{"$error":"#N/A"}},1]
[null,null,{"$f":"VLOOKUP('1. Eff Raw Data'!S7580,'CAS#check'!A$2:A$190,1,FALSE)","v":{"$error":"#N/A"}},1]
[null,null,{"$f":"VLOOKUP('1. Eff Raw Data'!S7581,'CAS#check'!A$2:A$190,1,FALSE)","v":{"$error":"#N/A"}},1]
[null,null,{"$f":"VLOOKUP('1. Eff Raw Data'!S7582,'CAS#check'!A$2:A$190,1,FALSE)","v":{"$error":"#N/A"}},1]
[null,null,{"$f":"VLOOKUP('1. Eff Raw Data'!S7583,'CAS#check'!A$2:A$190,1,FALSE)","v":{"$error":"#N/A"}},1]
[null,null,{"$f":"VLOOKUP('1. Eff Raw Data'!S7584,'CAS#check'!A$2:A$190,1,FALSE)","v":{"$error":"#N/A"}},1]
[null,null,{"$f":"VLOOKUP('1. Eff Raw Data'!S7585,'CAS#check'!A$2:A$190,1,FALSE)","v":{"$error":"#N/A"}},1]
[null,null,{"$f":"VLOOKUP('1. Eff Raw Data'!S7586,'CAS#check'!A$2:A$190,1,FALSE)","v":{"$error":"#N/A"}},1]
[null,null,{"$f":"VLOOKUP('1. Eff Raw Data'!S7587,'CAS#check'!A$2:A$190,1,FALSE)","v":{"$error":"#N/A"}},1]
[null,null,{"$f":"VLOOKUP('1. Eff Raw Data'!S7588,'CAS#check'!A$2:A$190,1,FALSE)","v":{"$error":"#N/A"}},1]
[null,null,{"$f":"VLOOKUP('1. Eff Raw Data'!S7589,'CAS#check'!A$2:A$190,1,FALSE)","v":{"$error":"#N/A"}},1]
[null,null,{"$f":"VLOOKUP('1. Eff Raw Data'!S7590,'CAS#check'!A$2:A$190,1,FALSE)","v":{"$error":"#N/A"}},1]
[null,null,{"$f":"VLOOKUP('1. Eff Raw Data'!S7591,'CAS#check'!A$2:A$190,1,FALSE)","v":{"$error":"#N/A"}},1]
[null,null,{"$f":"VLOOKUP('1. Eff Raw Data'!S7592,'CAS#check'!A$2:A$190,1,FALSE)","v":{"$error":"#N/A"}},1]
[null,null,{"$f":"VLOOKUP('1. Eff Raw Data'!S7593,'CAS#check'!A$2:A$190,1,FALSE)","v":{"$error":"#N/A"}},1]
[null,null,{"$f":"VLOOKUP('1. Eff Raw Data'!S7594,'CAS#check'!A$2:A$190,1,FALSE)","v":{"$error":"#N/A"}},1]
[null,null,{"$f":"VLOOKUP('1. Eff Raw Data'!S7595,'CAS#check'!A$2:A$190,1,FALSE)","v":{"$error":"#N/A"}},1]
[null,null,{"$f":"VLOOKUP('1. Eff Raw Data'!S7596,'CAS#check'!A$2:A$190,1,FALSE)","v":{"$error":"#N/A"}},1]
[null,null,{"$f":"VLOOKUP('1. Eff Raw Data'!S7597,'CAS#check'!A$2:A$190,1,FALSE)","v":{"$error":"#N/A"}},1]
[null,null,{"$f":"VLOOKUP('1. Eff Raw Data'!S7598,'CAS#check'!A$2:A$190,1,FALSE)","v":{"$error":"#N/A"}},1]
[null,null,{"$f":"VLOOKUP('1. Eff Raw Data'!S7599,'CAS#check'!A$2:A$190,1,FALSE)","v":{"$error":"#N/A"}},1]
[null,null,{"$f":"VLOOKUP('1. Eff Raw Data'!S7600,'CAS#check'!A$2:A$190,1,FALSE)","v":{"$error":"#N/A"}},1]
[null,null,{"$f":"VLOOKUP('1. Eff Raw Data'!S7601,'CAS#check'!A$2:A$190,1,FALSE)","v":{"$error":"#N/A"}},1]
[null,null,{"$f":"VLOOKUP('1. Eff Raw Data'!S7602,'CAS#check'!A$2:A$190,1,FALSE)","v":{"$error":"#N/A"}},1]
[null,null,{"$f":"VLOOKUP('1. Eff Raw Data'!S7603,'CAS#check'!A$2:A$190,1,FALSE)","v":{"$error":"#N/A"}},1]
[null,null,{"$f":"VLOOKUP('1. Eff Raw Data'!S7604,'CAS#check'!A$2:A$190,1,FALSE)","v":{"$error":"#N/A"}},1]
[null,null,{"$f":"VLOOKUP('1. Eff Raw Data'!S7605,'CAS#check'!A$2:A$190,1,FALSE)","v":{"$error":"#N/A"}},1]
[null,null,{"$f":"VLOOKUP('1. Eff Raw Data'!S7606,'CAS#check'!A$2:A$190,1,FALSE)","v":{"$error":"#N/A"}},1]
[null,null,{"$f":"VLOOKUP('1. Eff Raw Data'!S7607,'CAS#check'!A$2:A$190,1,FALSE)","v":{"$error":"#N/A"}},1]
[null,null,{"$f":"VLOOKUP('1. Eff Raw Data'!S7608,'CAS#check'!A$2:A$190,1,FALSE)","v":{"$error":"#N/A"}},1]
[null,null,{"$f":"VLOOKUP('1. Eff Raw Data'!S7609,'CAS#check'!A$2:A$190,1,FALSE)","v":{"$error":"#N/A"}},1]
[null,null,{"$f":"VLOOKUP('1. Eff Raw Data'!S7610,'CAS#check'!A$2:A$190,1,FALSE)","v":{"$error":"#N/A"}},1]
[null,null,{"$f":"VLOOKUP('1. Eff Raw Data'!S7611,'CAS#check'!A$2:A$190,1,FALSE)","v":{"$error":"#N/A"}},1]
[null,null,{"$f":"VLOOKUP('1. Eff Raw Data'!S7612,'CAS#check'!A$2:A$190,1,FALSE)","v":{"$error":"#N/A"}},1]
[null,null,{"$f":"VLOOKUP('1. Eff Raw Data'!S7613,'CAS#check'!A$2:A$190,1,FALSE)","v":{"$error":"#N/A"}},{"$f":"IFERROR(_xlfn.IFNA(0*C7613,1),0)","v":1}]
[null,null,{"$f":"VLOOKUP('1. Eff Raw Data'!S7614,'CAS#check'!A$2:A$190,1,FALSE)","v":{"$error":"#N/A"}},1]
[null,null,{"$f":"VLOOKUP('1. Eff Raw Data'!S7615,'CAS#check'!A$2:A$190,1,FALSE)","v":{"$error":"#N/A"}},1]
[null,null,{"$f":"VLOOKUP('1. Eff Raw Data'!S7616,'CAS#check'!A$2:A$190,1,FALSE)","v":{"$error":"#N/A"}},1]
[null,null,{"$f":"VLOOKUP('1. Eff Raw Data'!S7617,'CAS#check'!A$2:A$190,1,FALSE)","v":{"$error":"#N/A"}},1]
[null,null,{"$f":"VLOOKUP('1. Eff Raw Data'!S7618,'CAS#check'!A$2:A$190,1,FALSE)","v":{"$error":"#N/A"}},1]
[null,null,{"$f":"VLOOKUP('1. Eff Raw Data'!S7619,'CAS#check'!A$2:A$190,1,FALSE)","v":{"$error":"#N/A"}},1]
[null,null,{"$f":"VLOOKUP('1. Eff Raw Data'!S7620,'CAS#check'!A$2:A$190,1,FALSE)","v":{"$error":"#N/A"}},1]
[null,null,{"$f":"VLOOKUP('1. Eff Raw Data'!S7621,'CAS#check'!A$2:A$190,1,FALSE)","v":{"$error":"#N/A"}},1]
[null,null,{"$f":"VLOOKUP('1. Eff Raw Data'!S7622,'CAS#check'!A$2:A$190,1,FALSE)","v":{"$error":"#N/A"}},1]
[null,null,{"$f":"VLOOKUP('1. Eff Raw Data'!S7623,'CAS#check'!A$2:A$190,1,FALSE)","v":{"$error":"#N/A"}},1]
[null,null,{"$f":"VLOOKUP('1. Eff Raw Data'!S7624,'CAS#check'!A$2:A$190,1,FALSE)","v":{"$error":"#N/A"}},1]
[null,null,{"$f":"VLOOKUP('1. Eff Raw Data'!S7625,'CAS#check'!A$2:A$190,1,FALSE)","v":{"$error":"#N/A"}},1]
[null,null,{"$f":"VLOOKUP('1. Eff Raw Data'!S7626,'CAS#check'!A$2:A$190,1,FALSE)","v":{"$error":"#N/A"}},1]
[null,null,{"$f":"VLOOKUP('1. Eff Raw Data'!S7627,'CAS#check'!A$2:A$190,1,FALSE)","v":{"$error":"#N/A"}},1]
[null,null,{"$f":"VLOOKUP('1. Eff Raw Data'!S7628,'CAS#check'!A$2:A$190,1,FALSE)","v":{"$error":"#N/A"}},1]
[null,null,{"$f":"VLOOKUP('1. Eff Raw Data'!S7629,'CAS#check'!A$2:A$190,1,FALSE)","v":{"$error":"#N/A"}},1]
[null,null,{"$f":"VLOOKUP('1. Eff Raw Data'!S7630,'CAS#check'!A$2:A$190,1,FALSE)","v":{"$error":"#N/A"}},1]
[null,null,{"$f":"VLOOKUP('1. Eff Raw Data'!S7631,'CAS#check'!A$2:A$190,1,FALSE)","v":{"$error":"#N/A"}},1]
[null,null,{"$f":"VLOOKUP('1. Eff Raw Data'!S7632,'CAS#check'!A$2:A$190,1,FALSE)","v":{"$error":"#N/A"}},1]
[null,null,{"$f":"VLOOKUP('1. Eff Raw Data'!S7633,'CAS#check'!A$2:A$190,1,FALSE)","v":{"$error":"#N/A"}},1]
[null,null,{"$f":"VLOOKUP('1. Eff Raw Data'!S7634,'CAS#check'!A$2:A$190,1,FALSE)","v":{"$error":"#N/A"}},1]
[null,null,{"$f":"VLOOKUP('1. Eff Raw Data'!S7635,'CAS#check'!A$2:A$190,1,FALSE)","v":{"$error":"#N/A"}},1]
[null,null,{"$f":"VLOOKUP('1. Eff Raw Data'!S7636,'CAS#check'!A$2:A$190,1,FALSE)","v":{"$error":"#N/A"}},1]
[null,null,{"$f":"VLOOKUP('1. Eff Raw Data'!S7637,'CAS#check'!A$2:A$190,1,FALSE)","v":{"$error":"#N/A"}},1]
[null,null,{"$f":"VLOOKUP('1. Eff Raw Data'!S7638,'CAS#check'!A$2:A$190,1,FALSE)","v":{"$error":"#N/A"}},1]
[null,null,{"$f":"VLOOKUP('1. Eff Raw Data'!S7639,'CAS#check'!A$2:A$190,1,FALSE)","v":{"$error":"#N/A"}},1]
[null,null,{"$f":"VLOOKUP('1. Eff Raw Data'!S7640,'CAS#check'!A$2:A$190,1,FALSE)","v":{"$error":"#N/A"}},1]
[null,null,{"$f":"VLOOKUP('1. Eff Raw Data'!S7641,'CAS#check'!A$2:A$190,1,FALSE)","v":{"$error":"#N/A"}},1]
[null,null,{"$f":"VLOOKUP('1. Eff Raw Data'!S7642,'CAS#check'!A$2:A$190,1,FALSE)","v":{"$error":"#N/A"}},1]
[null,null,{"$f":"VLOOKUP('1. Eff Raw Data'!S7643,'CAS#check'!A$2:A$190,1,FALSE)","v":{"$error":"#N/A"}},1]
[null,null,{"$f":"VLOOKUP('1. Eff Raw Data'!S7644,'CAS#check'!A$2:A$190,1,FALSE)","v":{"$error":"#N/A"}},1]
[null,null,{"$f":"VLOOKUP('1. Eff Raw Data'!S7645,'CAS#check'!A$2:A$190,1,FALSE)","v":{"$error":"#N/A"}},1]
[null,null,{"$f":"VLOOKUP('1. Eff Raw Data'!S7646,'CAS#check'!A$2:A$190,1,FALSE)","v":{"$error":"#N/A"}},1]
[null,null,{"$f":"VLOOKUP('1. Eff Raw Data'!S7647,'CAS#check'!A$2:A$190,1,FALSE)","v":{"$error":"#N/A"}},1]
[null,null,{"$f":"VLOOKUP('1. Eff Raw Data'!S7648,'CAS#check'!A$2:A$190,1,FALSE)","v":{"$error":"#N/A"}},1]
[null,null,{"$f":"VLOOKUP('1. Eff Raw Data'!S7649,'CAS#check'!A$2:A$190,1,FALSE)","v":{"$error":"#N/A"}},1]
[null,null,{"$f":"VLOOKUP('1. Eff Raw Data'!S7650,'CAS#check'!A$2:A$190,1,FALSE)","v":{"$error":"#N/A"}},1]
[null,null,{"$f":"VLOOKUP('1. Eff Raw Data'!S7651,'CAS#check'!A$2:A$190,1,FALSE)","v":{"$error":"#N/A"}},1]
[null,null,{"$f":"VLOOKUP('1. Eff Raw Data'!S7652,'CAS#check'!A$2:A$190,1,FALSE)","v":{"$error":"#N/A"}},1]
[null,null,{"$f":"VLOOKUP('1. Eff Raw Data'!S7653,'CAS#check'!A$2:A$190,1,FALSE)","v":{"$error":"#N/A"}},1]
[null,null,{"$f":"VLOOKUP('1. Eff Raw Data'!S7654,'CAS#check'!A$2:A$190,1,FALSE)","v":{"$error":"#N/A"}},1]
[null,null,{"$f":"VLOOKUP('1. Eff Raw Data'!S7655,'CAS#check'!A$2:A$190,1,FALSE)","v":{"$error":"#N/A"}},1]
[null,null,{"$f":"VLOOKUP('1. Eff Raw Data'!S7656,'CAS#check'!A$2:A$190,1,FALSE)","v":{"$error":"#N/A"}},1]
[null,null,{"$f":"VLOOKUP('1. Eff Raw Data'!S7657,'CAS#check'!A$2:A$190,1,FALSE)","v":{"$error":"#N/A"}},1]
[null,null,{"$f":"VLOOKUP('1. Eff Raw Data'!S7658,'CAS#check'!A$2:A$190,1,FALSE)","v":{"$error":"#N/A"}},1]
[null,null,{"$f":"VLOOKUP('1. Eff Raw Data'!S7659,'CAS#check'!A$2:A$190,1,FALSE)","v":{"$error":"#N/A"}},1]
[null,null,{"$f":"VLOOKUP('1. Eff Raw Data'!S7660,'CAS#check'!A$2:A$190,1,FALSE)","v":{"$error":"#N/A"}},1]
[null,null,{"$f":"VLOOKUP('1. Eff Raw Data'!S7661,'CAS#check'!A$2:A$190,1,FALSE)","v":{"$error":"#N/A"}},1]
[null,null,{"$f":"VLOOKUP('1. Eff Raw Data'!S7662,'CAS#check'!A$2:A$190,1,FALSE)","v":{"$error":"#N/A"}},1]
[null,null,{"$f":"VLOOKUP('1. Eff Raw Data'!S7663,'CAS#check'!A$2:A$190,1,FALSE)","v":{"$error":"#N/A"}},1]
[null,null,{"$f":"VLOOKUP('1. Eff Raw Data'!S7664,'CAS#check'!A$2:A$190,1,FALSE)","v":{"$error":"#N/A"}},1]
[null,null,{"$f":"VLOOKUP('1. Eff Raw Data'!S7665,'CAS#check'!A$2:A$190,1,FALSE)","v":{"$error":"#N/A"}},1]
[null,null,{"$f":"VLOOKUP('1. Eff Raw Data'!S7666,'CAS#check'!A$2:A$190,1,FALSE)","v":{"$error":"#N/A"}},1]
[null,null,{"$f":"VLOOKUP('1. Eff Raw Data'!S7667,'CAS#check'!A$2:A$190,1,FALSE)","v":{"$error":"#N/A"}},1]
[null,null,{"$f":"VLOOKUP('1. Eff Raw Data'!S7668,'CAS#check'!A$2:A$190,1,FALSE)","v":{"$error":"#N/A"}},1]
[null,null,{"$f":"VLOOKUP('1. Eff Raw Data'!S7669,'CAS#check'!A$2:A$190,1,FALSE)","v":{"$error":"#N/A"}},1]
[null,null,{"$f":"VLOOKUP('1. Eff Raw Data'!S7670,'CAS#check'!A$2:A$190,1,FALSE)","v":{"$error":"#N/A"}},1]
[null,null,{"$f":"VLOOKUP('1. Eff Raw Data'!S7671,'CAS#check'!A$2:A$190,1,FALSE)","v":{"$error":"#N/A"}},1]
[null,null,{"$f":"VLOOKUP('1. Eff Raw Data'!S7672,'CAS#check'!A$2:A$190,1,FALSE)","v":{"$error":"#N/A"}},1]
[null,null,{"$f":"VLOOKUP('1. Eff Raw Data'!S7673,'CAS#check'!A$2:A$190,1,FALSE)","v":{"$error":"#N/A"}},1]
[null,null,{"$f":"VLOOKUP('1. Eff Raw Data'!S7674,'CAS#check'!A$2:A$190,1,FALSE)","v":{"$error":"#N/A"}},1]
[null,null,{"$f":"VLOOKUP('1. Eff Raw Data'!S7675,'CAS#check'!A$2:A$190,1,FALSE)","v":{"$error":"#N/A"}},1]
[null,null,{"$f":"VLOOKUP('1. Eff Raw Data'!S7676,'CAS#check'!A$2:A$190,1,FALSE)","v":{"$error":"#N/A"}},1]
[null,null,{"$f":"VLOOKUP('1. Eff Raw Data'!S7677,'CAS#check'!A$2:A$190,1,FALSE)","v":{"$error":"#N/A"}},{"$f":"IFERROR(_xlfn.IFNA(0*C7677,1),0)","v":1}]
[null,null,{"$f":"VLOOKUP('1. Eff Raw Data'!S7678,'CAS#check'!A$2:A$190,1,FALSE)","v":{"$error":"#N/A"}},1]
[null,null,{"$f":"VLOOKUP('1. Eff Raw Data'!S7679,'CAS#check'!A$2:A$190,1,FALSE)","v":{"$error":"#N/A"}},1]
[null,null,{"$f":"VLOOKUP('1. Eff Raw Data'!S7680,'CAS#check'!A$2:A$190,1,FALSE)","v":{"$error":"#N/A"}},1]
[null,null,{"$f":"VLOOKUP('1. Eff Raw Data'!S7681,'CAS#check'!A$2:A$190,1,FALSE)","v":{"$error":"#N/A"}},1]
[null,null,{"$f":"VLOOKUP('1. Eff Raw Data'!S7682,'CAS#check'!A$2:A$190,1,FALSE)","v":{"$error":"#N/A"}},1]
[null,null,{"$f":"VLOOKUP('1. Eff Raw Data'!S7683,'CAS#check'!A$2:A$190,1,FALSE)","v":{"$error":"#N/A"}},1]
[null,null,{"$f":"VLOOKUP('1. Eff Raw Data'!S7684,'CAS#check'!A$2:A$190,1,FALSE)","v":{"$error":"#N/A"}},1]
[null,null,{"$f":"VLOOKUP('1. Eff Raw Data'!S7685,'CAS#check'!A$2:A$190,1,FALSE)","v":{"$error":"#N/A"}},1]
[null,null,{"$f":"VLOOKUP('1. Eff Raw Data'!S7686,'CAS#check'!A$2:A$190,1,FALSE)","v":{"$error":"#N/A"}},1]
[null,null,{"$f":"VLOOKUP('1. Eff Raw Data'!S7687,'CAS#check'!A$2:A$190,1,FALSE)","v":{"$error":"#N/A"}},1]
[null,null,{"$f":"VLOOKUP('1. Eff Raw Data'!S7688,'CAS#check'!A$2:A$190,1,FALSE)","v":{"$error":"#N/A"}},1]
[null,null,{"$f":"VLOOKUP('1. Eff Raw Data'!S7689,'CAS#check'!A$2:A$190,1,FALSE)","v":{"$error":"#N/A"}},1]
[null,null,{"$f":"VLOOKUP('1. Eff Raw Data'!S7690,'CAS#check'!A$2:A$190,1,FALSE)","v":{"$error":"#N/A"}},1]
[null,null,{"$f":"VLOOKUP('1. Eff Raw Data'!S7691,'CAS#check'!A$2:A$190,1,FALSE)","v":{"$error":"#N/A"}},1]
[null,null,{"$f":"VLOOKUP('1. Eff Raw Data'!S7692,'CAS#check'!A$2:A$190,1,FALSE)","v":{"$error":"#N/A"}},1]
[null,null,{"$f":"VLOOKUP('1. Eff Raw Data'!S7693,'CAS#check'!A$2:A$190,1,FALSE)","v":{"$error":"#N/A"}},1]
[null,null,{"$f":"VLOOKUP('1. Eff Raw Data'!S7694,'CAS#check'!A$2:A$190,1,FALSE)","v":{"$error":"#N/A"}},1]
[null,null,{"$f":"VLOOKUP('1. Eff Raw Data'!S7695,'CAS#check'!A$2:A$190,1,FALSE)","v":{"$error":"#N/A"}},1]
[null,null,{"$f":"VLOOKUP('1. Eff Raw Data'!S7696,'CAS#check'!A$2:A$190,1,FALSE)","v":{"$error":"#N/A"}},1]
[null,null,{"$f":"VLOOKUP('1. Eff Raw Data'!S7697,'CAS#check'!A$2:A$190,1,FALSE)","v":{"$error":"#N/A"}},1]
[null,null,{"$f":"VLOOKUP('1. Eff Raw Data'!S7698,'CAS#check'!A$2:A$190,1,FALSE)","v":{"$error":"#N/A"}},1]
[null,null,{"$f":"VLOOKUP('1. Eff Raw Data'!S7699,'CAS#check'!A$2:A$190,1,FALSE)","v":{"$error":"#N/A"}},1]
[null,null,{"$f":"VLOOKUP('1. Eff Raw Data'!S7700,'CAS#check'!A$2:A$190,1,FALSE)","v":{"$error":"#N/A"}},1]
[null,null,{"$f":"VLOOKUP('1. Eff Raw Data'!S7701,'CAS#check'!A$2:A$190,1,FALSE)","v":{"$error":"#N/A"}},1]
[null,null,{"$f":"VLOOKUP('1. Eff Raw Data'!S7702,'CAS#check'!A$2:A$190,1,FALSE)","v":{"$error":"#N/A"}},1]
[null,null,{"$f":"VLOOKUP('1. Eff Raw Data'!S7703,'CAS#check'!A$2:A$190,1,FALSE)","v":{"$error":"#N/A"}},1]
[null,null,{"$f":"VLOOKUP('1. Eff Raw Data'!S7704,'CAS#check'!A$2:A$190,1,FALSE)","v":{"$error":"#N/A"}},1]
[null,null,{"$f":"VLOOKUP('1. Eff Raw Data'!S7705,'CAS#check'!A$2:A$190,1,FALSE)","v":{"$error":"#N/A"}},1]
[null,null,{"$f":"VLOOKUP('1. Eff Raw Data'!S7706,'CAS#check'!A$2:A$190,1,FALSE)","v":{"$error":"#N/A"}},1]
[null,null,{"$f":"VLOOKUP('1. Eff Raw Data'!S7707,'CAS#check'!A$2:A$190,1,FALSE)","v":{"$error":"#N/A"}},1]
[null,null,{"$f":"VLOOKUP('1. Eff Raw Data'!S7708,'CAS#check'!A$2:A$190,1,FALSE)","v":{"$error":"#N/A"}},1]
[null,null,{"$f":"VLOOKUP('1. Eff Raw Data'!S7709,'CAS#check'!A$2:A$190,1,FALSE)","v":{"$error":"#N/A"}},1]
[null,null,{"$f":"VLOOKUP('1. Eff Raw Data'!S7710,'CAS#check'!A$2:A$190,1,FALSE)","v":{"$error":"#N/A"}},1]
[null,null,{"$f":"VLOOKUP('1. Eff Raw Data'!S7711,'CAS#check'!A$2:A$190,1,FALSE)","v":{"$error":"#N/A"}},1]
[null,null,{"$f":"VLOOKUP('1. Eff Raw Data'!S7712,'CAS#check'!A$2:A$190,1,FALSE)","v":{"$error":"#N/A"}},1]
[null,null,{"$f":"VLOOKUP('1. Eff Raw Data'!S7713,'CAS#check'!A$2:A$190,1,FALSE)","v":{"$error":"#N/A"}},1]
[null,null,{"$f":"VLOOKUP('1. Eff Raw Data'!S7714,'CAS#check'!A$2:A$190,1,FALSE)","v":{"$error":"#N/A"}},1]
[null,null,{"$f":"VLOOKUP('1. Eff Raw Data'!S7715,'CAS#check'!A$2:A$190,1,FALSE)","v":{"$error":"#N/A"}},1]
[null,null,{"$f":"VLOOKUP('1. Eff Raw Data'!S7716,'CAS#check'!A$2:A$190,1,FALSE)","v":{"$error":"#N/A"}},1]
[null,null,{"$f":"VLOOKUP('1. Eff Raw Data'!S7717,'CAS#check'!A$2:A$190,1,FALSE)","v":{"$error":"#N/A"}},1]
[null,null,{"$f":"VLOOKUP('1. Eff Raw Data'!S7718,'CAS#check'!A$2:A$190,1,FALSE)","v":{"$error":"#N/A"}},1]
[null,null,{"$f":"VLOOKUP('1. Eff Raw Data'!S7719,'CAS#check'!A$2:A$190,1,FALSE)","v":{"$error":"#N/A"}},1]
[null,null,{"$f":"VLOOKUP('1. Eff Raw Data'!S7720,'CAS#check'!A$2:A$190,1,FALSE)","v":{"$error":"#N/A"}},1]
[null,null,{"$f":"VLOOKUP('1. Eff Raw Data'!S7721,'CAS#check'!A$2:A$190,1,FALSE)","v":{"$error":"#N/A"}},1]
[null,null,{"$f":"VLOOKUP('1. Eff Raw Data'!S7722,'CAS#check'!A$2:A$190,1,FALSE)","v":{"$error":"#N/A"}},1]
[null,null,{"$f":"VLOOKUP('1. Eff Raw Data'!S7723,'CAS#check'!A$2:A$190,1,FALSE)","v":{"$error":"#N/A"}},1]
[null,null,{"$f":"VLOOKUP('1. Eff Raw Data'!S7724,'CAS#check'!A$2:A$190,1,FALSE)","v":{"$error":"#N/A"}},1]
[null,null,{"$f":"VLOOKUP('1. Eff Raw Data'!S7725,'CAS#check'!A$2:A$190,1,FALSE)","v":{"$error":"#N/A"}},1]
[null,null,{"$f":"VLOOKUP('1. Eff Raw Data'!S7726,'CAS#check'!A$2:A$190,1,FALSE)","v":{"$error":"#N/A"}},1]
[null,null,{"$f":"VLOOKUP('1. Eff Raw Data'!S7727,'CAS#check'!A$2:A$190,1,FALSE)","v":{"$error":"#N/A"}},1]
[null,null,{"$f":"VLOOKUP('1. Eff Raw Data'!S7728,'CAS#check'!A$2:A$190,1,FALSE)","v":{"$error":"#N/A"}},1]
[null,null,{"$f":"VLOOKUP('1. Eff Raw Data'!S7729,'CAS#check'!A$2:A$190,1,FALSE)","v":{"$error":"#N/A"}},1]
[null,null,{"$f":"VLOOKUP('1. Eff Raw Data'!S7730,'CAS#check'!A$2:A$190,1,FALSE)","v":{"$error":"#N/A"}},1]
[null,null,{"$f":"VLOOKUP('1. Eff Raw Data'!S7731,'CAS#check'!A$2:A$190,1,FALSE)","v":{"$error":"#N/A"}},1]
[null,null,{"$f":"VLOOKUP('1. Eff Raw Data'!S7732,'CAS#check'!A$2:A$190,1,FALSE)","v":{"$error":"#N/A"}},1]
[null,null,{"$f":"VLOOKUP('1. Eff Raw Data'!S7733,'CAS#check'!A$2:A$190,1,FALSE)","v":{"$error":"#N/A"}},1]
[null,null,{"$f":"VLOOKUP('1. Eff Raw Data'!S7734,'CAS#check'!A$2:A$190,1,FALSE)","v":{"$error":"#N/A"}},1]
[null,null,{"$f":"VLOOKUP('1. Eff Raw Data'!S7735,'CAS#check'!A$2:A$190,1,FALSE)","v":{"$error":"#N/A"}},1]
[null,null,{"$f":"VLOOKUP('1. Eff Raw Data'!S7736,'CAS#check'!A$2:A$190,1,FALSE)","v":{"$error":"#N/A"}},1]
[null,null,{"$f":"VLOOKUP('1. Eff Raw Data'!S7737,'CAS#check'!A$2:A$190,1,FALSE)","v":{"$error":"#N/A"}},1]
[null,null,{"$f":"VLOOKUP('1. Eff Raw Data'!S7738,'CAS#check'!A$2:A$190,1,FALSE)","v":{"$error":"#N/A"}},1]
[null,null,{"$f":"VLOOKUP('1. Eff Raw Data'!S7739,'CAS#check'!A$2:A$190,1,FALSE)","v":{"$error":"#N/A"}},1]
[null,null,{"$f":"VLOOKUP('1. Eff Raw Data'!S7740,'CAS#check'!A$2:A$190,1,FALSE)","v":{"$error":"#N/A"}},1]
[null,null,{"$f":"VLOOKUP('1. Eff Raw Data'!S7741,'CAS#check'!A$2:A$190,1,FALSE)","v":{"$error":"#N/A"}},{"$f":"IFERROR(_xlfn.IFNA(0*C7741,1),0)","v":1}]
[null,null,{"$f":"VLOOKUP('1. Eff Raw Data'!S7742,'CAS#check'!A$2:A$190,1,FALSE)","v":{"$error":"#N/A"}},1]
[null,null,{"$f":"VLOOKUP('1. Eff Raw Data'!S7743,'CAS#check'!A$2:A$190,1,FALSE)","v":{"$error":"#N/A"}},1]
[null,null,{"$f":"VLOOKUP('1. Eff Raw Data'!S7744,'CAS#check'!A$2:A$190,1,FALSE)","v":{"$error":"#N/A"}},1]
[null,null,{"$f":"VLOOKUP('1. Eff Raw Data'!S7745,'CAS#check'!A$2:A$190,1,FALSE)","v":{"$error":"#N/A"}},1]
[null,null,{"$f":"VLOOKUP('1. Eff Raw Data'!S7746,'CAS#check'!A$2:A$190,1,FALSE)","v":{"$error":"#N/A"}},1]
[null,null,{"$f":"VLOOKUP('1. Eff Raw Data'!S7747,'CAS#check'!A$2:A$190,1,FALSE)","v":{"$error":"#N/A"}},1]
[null,null,{"$f":"VLOOKUP('1. Eff Raw Data'!S7748,'CAS#check'!A$2:A$190,1,FALSE)","v":{"$error":"#N/A"}},1]
[null,null,{"$f":"VLOOKUP('1. Eff Raw Data'!S7749,'CAS#check'!A$2:A$190,1,FALSE)","v":{"$error":"#N/A"}},1]
[null,null,{"$f":"VLOOKUP('1. Eff Raw Data'!S7750,'CAS#check'!A$2:A$190,1,FALSE)","v":{"$error":"#N/A"}},1]
[null,null,{"$f":"VLOOKUP('1. Eff Raw Data'!S7751,'CAS#check'!A$2:A$190,1,FALSE)","v":{"$error":"#N/A"}},1]
[null,null,{"$f":"VLOOKUP('1. Eff Raw Data'!S7752,'CAS#check'!A$2:A$190,1,FALSE)","v":{"$error":"#N/A"}},1]
[null,null,{"$f":"VLOOKUP('1. Eff Raw Data'!S7753,'CAS#check'!A$2:A$190,1,FALSE)","v":{"$error":"#N/A"}},1]
[null,null,{"$f":"VLOOKUP('1. Eff Raw Data'!S7754,'CAS#check'!A$2:A$190,1,FALSE)","v":{"$error":"#N/A"}},1]
[null,null,{"$f":"VLOOKUP('1. Eff Raw Data'!S7755,'CAS#check'!A$2:A$190,1,FALSE)","v":{"$error":"#N/A"}},1]
[null,null,{"$f":"VLOOKUP('1. Eff Raw Data'!S7756,'CAS#check'!A$2:A$190,1,FALSE)","v":{"$error":"#N/A"}},1]
[null,null,{"$f":"VLOOKUP('1. Eff Raw Data'!S7757,'CAS#check'!A$2:A$190,1,FALSE)","v":{"$error":"#N/A"}},1]
[null,null,{"$f":"VLOOKUP('1. Eff Raw Data'!S7758,'CAS#check'!A$2:A$190,1,FALSE)","v":{"$error":"#N/A"}},1]
[null,null,{"$f":"VLOOKUP('1. Eff Raw Data'!S7759,'CAS#check'!A$2:A$190,1,FALSE)","v":{"$error":"#N/A"}},1]
[null,null,{"$f":"VLOOKUP('1. Eff Raw Data'!S7760,'CAS#check'!A$2:A$190,1,FALSE)","v":{"$error":"#N/A"}},1]
[null,null,{"$f":"VLOOKUP('1. Eff Raw Data'!S7761,'CAS#check'!A$2:A$190,1,FALSE)","v":{"$error":"#N/A"}},1]
[null,null,{"$f":"VLOOKUP('1. Eff Raw Data'!S7762,'CAS#check'!A$2:A$190,1,FALSE)","v":{"$error":"#N/A"}},1]
[null,null,{"$f":"VLOOKUP('1. Eff Raw Data'!S7763,'CAS#check'!A$2:A$190,1,FALSE)","v":{"$error":"#N/A"}},1]
[null,null,{"$f":"VLOOKUP('1. Eff Raw Data'!S7764,'CAS#check'!A$2:A$190,1,FALSE)","v":{"$error":"#N/A"}},1]
[null,null,{"$f":"VLOOKUP('1. Eff Raw Data'!S7765,'CAS#check'!A$2:A$190,1,FALSE)","v":{"$error":"#N/A"}},1]
[null,null,{"$f":"VLOOKUP('1. Eff Raw Data'!S7766,'CAS#check'!A$2:A$190,1,FALSE)","v":{"$error":"#N/A"}},1]
[null,null,{"$f":"VLOOKUP('1. Eff Raw Data'!S7767,'CAS#check'!A$2:A$190,1,FALSE)","v":{"$error":"#N/A"}},1]
[null,null,{"$f":"VLOOKUP('1. Eff Raw Data'!S7768,'CAS#check'!A$2:A$190,1,FALSE)","v":{"$error":"#N/A"}},1]
[null,null,{"$f":"VLOOKUP('1. Eff Raw Data'!S7769,'CAS#check'!A$2:A$190,1,FALSE)","v":{"$error":"#N/A"}},1]
[null,null,{"$f":"VLOOKUP('1. Eff Raw Data'!S7770,'CAS#check'!A$2:A$190,1,FALSE)","v":{"$error":"#N/A"}},1]
[null,null,{"$f":"VLOOKUP('1. Eff Raw Data'!S7771,'CAS#check'!A$2:A$190,1,FALSE)","v":{"$error":"#N/A"}},1]
[null,null,{"$f":"VLOOKUP('1. Eff Raw Data'!S7772,'CAS#check'!A$2:A$190,1,FALSE)","v":{"$error":"#N/A"}},1]
[null,null,{"$f":"VLOOKUP('1. Eff Raw Data'!S7773,'CAS#check'!A$2:A$190,1,FALSE)","v":{"$error":"#N/A"}},1]
[null,null,{"$f":"VLOOKUP('1. Eff Raw Data'!S7774,'CAS#check'!A$2:A$190,1,FALSE)","v":{"$error":"#N/A"}},1]
[null,null,{"$f":"VLOOKUP('1. Eff Raw Data'!S7775,'CAS#check'!A$2:A$190,1,FALSE)","v":{"$error":"#N/A"}},1]
[null,null,{"$f":"VLOOKUP('1. Eff Raw Data'!S7776,'CAS#check'!A$2:A$190,1,FALSE)","v":{"$error":"#N/A"}},1]
[null,null,{"$f":"VLOOKUP('1. Eff Raw Data'!S7777,'CAS#check'!A$2:A$190,1,FALSE)","v":{"$error":"#N/A"}},1]
[null,null,{"$f":"VLOOKUP('1. Eff Raw Data'!S7778,'CAS#check'!A$2:A$190,1,FALSE)","v":{"$error":"#N/A"}},1]
[null,null,{"$f":"VLOOKUP('1. Eff Raw Data'!S7779,'CAS#check'!A$2:A$190,1,FALSE)","v":{"$error":"#N/A"}},1]
[null,null,{"$f":"VLOOKUP('1. Eff Raw Data'!S7780,'CAS#check'!A$2:A$190,1,FALSE)","v":{"$error":"#N/A"}},1]
[null,null,{"$f":"VLOOKUP('1. Eff Raw Data'!S7781,'CAS#check'!A$2:A$190,1,FALSE)","v":{"$error":"#N/A"}},1]
[null,null,{"$f":"VLOOKUP('1. Eff Raw Data'!S7782,'CAS#check'!A$2:A$190,1,FALSE)","v":{"$error":"#N/A"}},1]
[null,null,{"$f":"VLOOKUP('1. Eff Raw Data'!S7783,'CAS#check'!A$2:A$190,1,FALSE)","v":{"$error":"#N/A"}},1]
[null,null,{"$f":"VLOOKUP('1. Eff Raw Data'!S7784,'CAS#check'!A$2:A$190,1,FALSE)","v":{"$error":"#N/A"}},1]
[null,null,{"$f":"VLOOKUP('1. Eff Raw Data'!S7785,'CAS#check'!A$2:A$190,1,FALSE)","v":{"$error":"#N/A"}},1]
[null,null,{"$f":"VLOOKUP('1. Eff Raw Data'!S7786,'CAS#check'!A$2:A$190,1,FALSE)","v":{"$error":"#N/A"}},1]
[null,null,{"$f":"VLOOKUP('1. Eff Raw Data'!S7787,'CAS#check'!A$2:A$190,1,FALSE)","v":{"$error":"#N/A"}},1]
[null,null,{"$f":"VLOOKUP('1. Eff Raw Data'!S7788,'CAS#check'!A$2:A$190,1,FALSE)","v":{"$error":"#N/A"}},1]
[null,null,{"$f":"VLOOKUP('1. Eff Raw Data'!S7789,'CAS#check'!A$2:A$190,1,FALSE)","v":{"$error":"#N/A"}},1]
[null,null,{"$f":"VLOOKUP('1. Eff Raw Data'!S7790,'CAS#check'!A$2:A$190,1,FALSE)","v":{"$error":"#N/A"}},1]
[null,null,{"$f":"VLOOKUP('1. Eff Raw Data'!S7791,'CAS#check'!A$2:A$190,1,FALSE)","v":{"$error":"#N/A"}},1]
[null,null,{"$f":"VLOOKUP('1. Eff Raw Data'!S7792,'CAS#check'!A$2:A$190,1,FALSE)","v":{"$error":"#N/A"}},1]
[null,null,{"$f":"VLOOKUP('1. Eff Raw Data'!S7793,'CAS#check'!A$2:A$190,1,FALSE)","v":{"$error":"#N/A"}},1]
[null,null,{"$f":"VLOOKUP('1. Eff Raw Data'!S7794,'CAS#check'!A$2:A$190,1,FALSE)","v":{"$error":"#N/A"}},1]
[null,null,{"$f":"VLOOKUP('1. Eff Raw Data'!S7795,'CAS#check'!A$2:A$190,1,FALSE)","v":{"$error":"#N/A"}},1]
[null,null,{"$f":"VLOOKUP('1. Eff Raw Data'!S7796,'CAS#check'!A$2:A$190,1,FALSE)","v":{"$error":"#N/A"}},1]
[null,null,{"$f":"VLOOKUP('1. Eff Raw Data'!S7797,'CAS#check'!A$2:A$190,1,FALSE)","v":{"$error":"#N/A"}},1]
[null,null,{"$f":"VLOOKUP('1. Eff Raw Data'!S7798,'CAS#check'!A$2:A$190,1,FALSE)","v":{"$error":"#N/A"}},1]
[null,null,{"$f":"VLOOKUP('1. Eff Raw Data'!S7799,'CAS#check'!A$2:A$190,1,FALSE)","v":{"$error":"#N/A"}},1]
[null,null,{"$f":"VLOOKUP('1. Eff Raw Data'!S7800,'CAS#check'!A$2:A$190,1,FALSE)","v":{"$error":"#N/A"}},1]
[null,null,{"$f":"VLOOKUP('1. Eff Raw Data'!S7801,'CAS#check'!A$2:A$190,1,FALSE)","v":{"$error":"#N/A"}},1]
[null,null,{"$f":"VLOOKUP('1. Eff Raw Data'!S7802,'CAS#check'!A$2:A$190,1,FALSE)","v":{"$error":"#N/A"}},1]
[null,null,{"$f":"VLOOKUP('1. Eff Raw Data'!S7803,'CAS#check'!A$2:A$190,1,FALSE)","v":{"$error":"#N/A"}},1]
[null,null,{"$f":"VLOOKUP('1. Eff Raw Data'!S7804,'CAS#check'!A$2:A$190,1,FALSE)","v":{"$error":"#N/A"}},1]
[null,null,{"$f":"VLOOKUP('1. Eff Raw Data'!S7805,'CAS#check'!A$2:A$190,1,FALSE)","v":{"$error":"#N/A"}},{"$f":"IFERROR(_xlfn.IFNA(0*C7805,1),0)","v":1}]
[null,null,{"$f":"VLOOKUP('1. Eff Raw Data'!S7806,'CAS#check'!A$2:A$190,1,FALSE)","v":{"$error":"#N/A"}},1]
[null,null,{"$f":"VLOOKUP('1. Eff Raw Data'!S7807,'CAS#check'!A$2:A$190,1,FALSE)","v":{"$error":"#N/A"}},1]
[null,null,{"$f":"VLOOKUP('1. Eff Raw Data'!S7808,'CAS#check'!A$2:A$190,1,FALSE)","v":{"$error":"#N/A"}},1]
[null,null,{"$f":"VLOOKUP('1. Eff Raw Data'!S7809,'CAS#check'!A$2:A$190,1,FALSE)","v":{"$error":"#N/A"}},1]
[null,null,{"$f":"VLOOKUP('1. Eff Raw Data'!S7810,'CAS#check'!A$2:A$190,1,FALSE)","v":{"$error":"#N/A"}},1]
[null,null,{"$f":"VLOOKUP('1. Eff Raw Data'!S7811,'CAS#check'!A$2:A$190,1,FALSE)","v":{"$error":"#N/A"}},1]
[null,null,{"$f":"VLOOKUP('1. Eff Raw Data'!S7812,'CAS#check'!A$2:A$190,1,FALSE)","v":{"$error":"#N/A"}},1]
[null,null,{"$f":"VLOOKUP('1. Eff Raw Data'!S7813,'CAS#check'!A$2:A$190,1,FALSE)","v":{"$error":"#N/A"}},1]
[null,null,{"$f":"VLOOKUP('1. Eff Raw Data'!S7814,'CAS#check'!A$2:A$190,1,FALSE)","v":{"$error":"#N/A"}},1]
[null,null,{"$f":"VLOOKUP('1. Eff Raw Data'!S7815,'CAS#check'!A$2:A$190,1,FALSE)","v":{"$error":"#N/A"}},1]
[null,null,{"$f":"VLOOKUP('1. Eff Raw Data'!S7816,'CAS#check'!A$2:A$190,1,FALSE)","v":{"$error":"#N/A"}},1]
[null,null,{"$f":"VLOOKUP('1. Eff Raw Data'!S7817,'CAS#check'!A$2:A$190,1,FALSE)","v":{"$error":"#N/A"}},1]
[null,null,{"$f":"VLOOKUP('1. Eff Raw Data'!S7818,'CAS#check'!A$2:A$190,1,FALSE)","v":{"$error":"#N/A"}},1]
[null,null,{"$f":"VLOOKUP('1. Eff Raw Data'!S7819,'CAS#check'!A$2:A$190,1,FALSE)","v":{"$error":"#N/A"}},1]
[null,null,{"$f":"VLOOKUP('1. Eff Raw Data'!S7820,'CAS#check'!A$2:A$190,1,FALSE)","v":{"$error":"#N/A"}},1]
[null,null,{"$f":"VLOOKUP('1. Eff Raw Data'!S7821,'CAS#check'!A$2:A$190,1,FALSE)","v":{"$error":"#N/A"}},1]
[null,null,{"$f":"VLOOKUP('1. Eff Raw Data'!S7822,'CAS#check'!A$2:A$190,1,FALSE)","v":{"$error":"#N/A"}},1]
[null,null,{"$f":"VLOOKUP('1. Eff Raw Data'!S7823,'CAS#check'!A$2:A$190,1,FALSE)","v":{"$error":"#N/A"}},1]
[null,null,{"$f":"VLOOKUP('1. Eff Raw Data'!S7824,'CAS#check'!A$2:A$190,1,FALSE)","v":{"$error":"#N/A"}},1]
[null,null,{"$f":"VLOOKUP('1. Eff Raw Data'!S7825,'CAS#check'!A$2:A$190,1,FALSE)","v":{"$error":"#N/A"}},1]
[null,null,{"$f":"VLOOKUP('1. Eff Raw Data'!S7826,'CAS#check'!A$2:A$190,1,FALSE)","v":{"$error":"#N/A"}},1]
[null,null,{"$f":"VLOOKUP('1. Eff Raw Data'!S7827,'CAS#check'!A$2:A$190,1,FALSE)","v":{"$error":"#N/A"}},1]
[null,null,{"$f":"VLOOKUP('1. Eff Raw Data'!S7828,'CAS#check'!A$2:A$190,1,FALSE)","v":{"$error":"#N/A"}},1]
[null,null,{"$f":"VLOOKUP('1. Eff Raw Data'!S7829,'CAS#check'!A$2:A$190,1,FALSE)","v":{"$error":"#N/A"}},1]
[null,null,{"$f":"VLOOKUP('1. Eff Raw Data'!S7830,'CAS#check'!A$2:A$190,1,FALSE)","v":{"$error":"#N/A"}},1]
[null,null,{"$f":"VLOOKUP('1. Eff Raw Data'!S7831,'CAS#check'!A$2:A$190,1,FALSE)","v":{"$error":"#N/A"}},1]
[null,null,{"$f":"VLOOKUP('1. Eff Raw Data'!S7832,'CAS#check'!A$2:A$190,1,FALSE)","v":{"$error":"#N/A"}},1]
[null,null,{"$f":"VLOOKUP('1. Eff Raw Data'!S7833,'CAS#check'!A$2:A$190,1,FALSE)","v":{"$error":"#N/A"}},1]
[null,null,{"$f":"VLOOKUP('1. Eff Raw Data'!S7834,'CAS#check'!A$2:A$190,1,FALSE)","v":{"$error":"#N/A"}},1]
[null,null,{"$f":"VLOOKUP('1. Eff Raw Data'!S7835,'CAS#check'!A$2:A$190,1,FALSE)","v":{"$error":"#N/A"}},1]
[null,null,{"$f":"VLOOKUP('1. Eff Raw Data'!S7836,'CAS#check'!A$2:A$190,1,FALSE)","v":{"$error":"#N/A"}},1]
[null,null,{"$f":"VLOOKUP('1. Eff Raw Data'!S7837,'CAS#check'!A$2:A$190,1,FALSE)","v":{"$error":"#N/A"}},1]
[null,null,{"$f":"VLOOKUP('1. Eff Raw Data'!S7838,'CAS#check'!A$2:A$190,1,FALSE)","v":{"$error":"#N/A"}},1]
[null,null,{"$f":"VLOOKUP('1. Eff Raw Data'!S7839,'CAS#check'!A$2:A$190,1,FALSE)","v":{"$error":"#N/A"}},1]
[null,null,{"$f":"VLOOKUP('1. Eff Raw Data'!S7840,'CAS#check'!A$2:A$190,1,FALSE)","v":{"$error":"#N/A"}},1]
[null,null,{"$f":"VLOOKUP('1. Eff Raw Data'!S7841,'CAS#check'!A$2:A$190,1,FALSE)","v":{"$error":"#N/A"}},1]
[null,null,{"$f":"VLOOKUP('1. Eff Raw Data'!S7842,'CAS#check'!A$2:A$190,1,FALSE)","v":{"$error":"#N/A"}},1]
[null,null,{"$f":"VLOOKUP('1. Eff Raw Data'!S7843,'CAS#check'!A$2:A$190,1,FALSE)","v":{"$error":"#N/A"}},1]
[null,null,{"$f":"VLOOKUP('1. Eff Raw Data'!S7844,'CAS#check'!A$2:A$190,1,FALSE)","v":{"$error":"#N/A"}},1]
[null,null,{"$f":"VLOOKUP('1. Eff Raw Data'!S7845,'CAS#check'!A$2:A$190,1,FALSE)","v":{"$error":"#N/A"}},1]
[null,null,{"$f":"VLOOKUP('1. Eff Raw Data'!S7846,'CAS#check'!A$2:A$190,1,FALSE)","v":{"$error":"#N/A"}},1]
[null,null,{"$f":"VLOOKUP('1. Eff Raw Data'!S7847,'CAS#check'!A$2:A$190,1,FALSE)","v":{"$error":"#N/A"}},1]
[null,null,{"$f":"VLOOKUP('1. Eff Raw Data'!S7848,'CAS#check'!A$2:A$190,1,FALSE)","v":{"$error":"#N/A"}},1]
[null,null,{"$f":"VLOOKUP('1. Eff Raw Data'!S7849,'CAS#check'!A$2:A$190,1,FALSE)","v":{"$error":"#N/A"}},1]
[null,null,{"$f":"VLOOKUP('1. Eff Raw Data'!S7850,'CAS#check'!A$2:A$190,1,FALSE)","v":{"$error":"#N/A"}},1]
[null,null,{"$f":"VLOOKUP('1. Eff Raw Data'!S7851,'CAS#check'!A$2:A$190,1,FALSE)","v":{"$error":"#N/A"}},1]
[null,null,{"$f":"VLOOKUP('1. Eff Raw Data'!S7852,'CAS#check'!A$2:A$190,1,FALSE)","v":{"$error":"#N/A"}},1]
[null,null,{"$f":"VLOOKUP('1. Eff Raw Data'!S7853,'CAS#check'!A$2:A$190,1,FALSE)","v":{"$error":"#N/A"}},1]
[null,null,{"$f":"VLOOKUP('1. Eff Raw Data'!S7854,'CAS#check'!A$2:A$190,1,FALSE)","v":{"$error":"#N/A"}},1]
[null,null,{"$f":"VLOOKUP('1. Eff Raw Data'!S7855,'CAS#check'!A$2:A$190,1,FALSE)","v":{"$error":"#N/A"}},1]
[null,null,{"$f":"VLOOKUP('1. Eff Raw Data'!S7856,'CAS#check'!A$2:A$190,1,FALSE)","v":{"$error":"#N/A"}},1]
[null,null,{"$f":"VLOOKUP('1. Eff Raw Data'!S7857,'CAS#check'!A$2:A$190,1,FALSE)","v":{"$error":"#N/A"}},1]
[null,null,{"$f":"VLOOKUP('1. Eff Raw Data'!S7858,'CAS#check'!A$2:A$190,1,FALSE)","v":{"$error":"#N/A"}},1]
[null,null,{"$f":"VLOOKUP('1. Eff Raw Data'!S7859,'CAS#check'!A$2:A$190,1,FALSE)","v":{"$error":"#N/A"}},1]
[null,null,{"$f":"VLOOKUP('1. Eff Raw Data'!S7860,'CAS#check'!A$2:A$190,1,FALSE)","v":{"$error":"#N/A"}},1]
[null,null,{"$f":"VLOOKUP('1. Eff Raw Data'!S7861,'CAS#check'!A$2:A$190,1,FALSE)","v":{"$error":"#N/A"}},1]
[null,null,{"$f":"VLOOKUP('1. Eff Raw Data'!S7862,'CAS#check'!A$2:A$190,1,FALSE)","v":{"$error":"#N/A"}},1]
[null,null,{"$f":"VLOOKUP('1. Eff Raw Data'!S7863,'CAS#check'!A$2:A$190,1,FALSE)","v":{"$error":"#N/A"}},1]
[null,null,{"$f":"VLOOKUP('1. Eff Raw Data'!S7864,'CAS#check'!A$2:A$190,1,FALSE)","v":{"$error":"#N/A"}},1]
[null,null,{"$f":"VLOOKUP('1. Eff Raw Data'!S7865,'CAS#check'!A$2:A$190,1,FALSE)","v":{"$error":"#N/A"}},1]
[null,null,{"$f":"VLOOKUP('1. Eff Raw Data'!S7866,'CAS#check'!A$2:A$190,1,FALSE)","v":{"$error":"#N/A"}},1]
[null,null,{"$f":"VLOOKUP('1. Eff Raw Data'!S7867,'CAS#check'!A$2:A$190,1,FALSE)","v":{"$error":"#N/A"}},1]
[null,null,{"$f":"VLOOKUP('1. Eff Raw Data'!S7868,'CAS#check'!A$2:A$190,1,FALSE)","v":{"$error":"#N/A"}},1]
[null,null,{"$f":"VLOOKUP('1. Eff Raw Data'!S7869,'CAS#check'!A$2:A$190,1,FALSE)","v":{"$error":"#N/A"}},{"$f":"IFERROR(_xlfn.IFNA(0*C7869,1),0)","v":1}]
[null,null,{"$f":"VLOOKUP('1. Eff Raw Data'!S7870,'CAS#check'!A$2:A$190,1,FALSE)","v":{"$error":"#N/A"}},1]
[null,null,{"$f":"VLOOKUP('1. Eff Raw Data'!S7871,'CAS#check'!A$2:A$190,1,FALSE)","v":{"$error":"#N/A"}},1]
[null,null,{"$f":"VLOOKUP('1. Eff Raw Data'!S7872,'CAS#check'!A$2:A$190,1,FALSE)","v":{"$error":"#N/A"}},1]
[null,null,{"$f":"VLOOKUP('1. Eff Raw Data'!S7873,'CAS#check'!A$2:A$190,1,FALSE)","v":{"$error":"#N/A"}},1]
[null,null,{"$f":"VLOOKUP('1. Eff Raw Data'!S7874,'CAS#check'!A$2:A$190,1,FALSE)","v":{"$error":"#N/A"}},1]
[null,null,{"$f":"VLOOKUP('1. Eff Raw Data'!S7875,'CAS#check'!A$2:A$190,1,FALSE)","v":{"$error":"#N/A"}},1]
[null,null,{"$f":"VLOOKUP('1. Eff Raw Data'!S7876,'CAS#check'!A$2:A$190,1,FALSE)","v":{"$error":"#N/A"}},1]
[null,null,{"$f":"VLOOKUP('1. Eff Raw Data'!S7877,'CAS#check'!A$2:A$190,1,FALSE)","v":{"$error":"#N/A"}},1]
[null,null,{"$f":"VLOOKUP('1. Eff Raw Data'!S7878,'CAS#check'!A$2:A$190,1,FALSE)","v":{"$error":"#N/A"}},1]
[null,null,{"$f":"VLOOKUP('1. Eff Raw Data'!S7879,'CAS#check'!A$2:A$190,1,FALSE)","v":{"$error":"#N/A"}},1]
[null,null,{"$f":"VLOOKUP('1. Eff Raw Data'!S7880,'CAS#check'!A$2:A$190,1,FALSE)","v":{"$error":"#N/A"}},1]
[null,null,{"$f":"VLOOKUP('1. Eff Raw Data'!S7881,'CAS#check'!A$2:A$190,1,FALSE)","v":{"$error":"#N/A"}},1]
[null,null,{"$f":"VLOOKUP('1. Eff Raw Data'!S7882,'CAS#check'!A$2:A$190,1,FALSE)","v":{"$error":"#N/A"}},1]
[null,null,{"$f":"VLOOKUP('1. Eff Raw Data'!S7883,'CAS#check'!A$2:A$190,1,FALSE)","v":{"$error":"#N/A"}},1]
[null,null,{"$f":"VLOOKUP('1. Eff Raw Data'!S7884,'CAS#check'!A$2:A$190,1,FALSE)","v":{"$error":"#N/A"}},1]
[null,null,{"$f":"VLOOKUP('1. Eff Raw Data'!S7885,'CAS#check'!A$2:A$190,1,FALSE)","v":{"$error":"#N/A"}},1]
[null,null,{"$f":"VLOOKUP('1. Eff Raw Data'!S7886,'CAS#check'!A$2:A$190,1,FALSE)","v":{"$error":"#N/A"}},1]
[null,null,{"$f":"VLOOKUP('1. Eff Raw Data'!S7887,'CAS#check'!A$2:A$190,1,FALSE)","v":{"$error":"#N/A"}},1]
[null,null,{"$f":"VLOOKUP('1. Eff Raw Data'!S7888,'CAS#check'!A$2:A$190,1,FALSE)","v":{"$error":"#N/A"}},1]
[null,null,{"$f":"VLOOKUP('1. Eff Raw Data'!S7889,'CAS#check'!A$2:A$190,1,FALSE)","v":{"$error":"#N/A"}},1]
[null,null,{"$f":"VLOOKUP('1. Eff Raw Data'!S7890,'CAS#check'!A$2:A$190,1,FALSE)","v":{"$error":"#N/A"}},1]
[null,null,{"$f":"VLOOKUP('1. Eff Raw Data'!S7891,'CAS#check'!A$2:A$190,1,FALSE)","v":{"$error":"#N/A"}},1]
[null,null,{"$f":"VLOOKUP('1. Eff Raw Data'!S7892,'CAS#check'!A$2:A$190,1,FALSE)","v":{"$error":"#N/A"}},1]
[null,null,{"$f":"VLOOKUP('1. Eff Raw Data'!S7893,'CAS#check'!A$2:A$190,1,FALSE)","v":{"$error":"#N/A"}},1]
[null,null,{"$f":"VLOOKUP('1. Eff Raw Data'!S7894,'CAS#check'!A$2:A$190,1,FALSE)","v":{"$error":"#N/A"}},1]
[null,null,{"$f":"VLOOKUP('1. Eff Raw Data'!S7895,'CAS#check'!A$2:A$190,1,FALSE)","v":{"$error":"#N/A"}},1]
[null,null,{"$f":"VLOOKUP('1. Eff Raw Data'!S7896,'CAS#check'!A$2:A$190,1,FALSE)","v":{"$error":"#N/A"}},1]
[null,null,{"$f":"VLOOKUP('1. Eff Raw Data'!S7897,'CAS#check'!A$2:A$190,1,FALSE)","v":{"$error":"#N/A"}},1]
[null,null,{"$f":"VLOOKUP('1. Eff Raw Data'!S7898,'CAS#check'!A$2:A$190,1,FALSE)","v":{"$error":"#N/A"}},1]
[null,null,{"$f":"VLOOKUP('1. Eff Raw Data'!S7899,'CAS#check'!A$2:A$190,1,FALSE)","v":{"$error":"#N/A"}},1]
[null,null,{"$f":"VLOOKUP('1. Eff Raw Data'!S7900,'CAS#check'!A$2:A$190,1,FALSE)","v":{"$error":"#N/A"}},1]
[null,null,{"$f":"VLOOKUP('1. Eff Raw Data'!S7901,'CAS#check'!A$2:A$190,1,FALSE)","v":{"$error":"#N/A"}},1]
[null,null,{"$f":"VLOOKUP('1. Eff Raw Data'!S7902,'CAS#check'!A$2:A$190,1,FALSE)","v":{"$error":"#N/A"}},1]
[null,null,{"$f":"VLOOKUP('1. Eff Raw Data'!S7903,'CAS#check'!A$2:A$190,1,FALSE)","v":{"$error":"#N/A"}},1]
[null,null,{"$f":"VLOOKUP('1. Eff Raw Data'!S7904,'CAS#check'!A$2:A$190,1,FALSE)","v":{"$error":"#N/A"}},1]
[null,null,{"$f":"VLOOKUP('1. Eff Raw Data'!S7905,'CAS#check'!A$2:A$190,1,FALSE)","v":{"$error":"#N/A"}},1]
[null,null,{"$f":"VLOOKUP('1. Eff Raw Data'!S7906,'CAS#check'!A$2:A$190,1,FALSE)","v":{"$error":"#N/A"}},1]
[null,null,{"$f":"VLOOKUP('1. Eff Raw Data'!S7907,'CAS#check'!A$2:A$190,1,FALSE)","v":{"$error":"#N/A"}},1]
[null,null,{"$f":"VLOOKUP('1. Eff Raw Data'!S7908,'CAS#check'!A$2:A$190,1,FALSE)","v":{"$error":"#N/A"}},1]
[null,null,{"$f":"VLOOKUP('1. Eff Raw Data'!S7909,'CAS#check'!A$2:A$190,1,FALSE)","v":{"$error":"#N/A"}},1]
[null,null,{"$f":"VLOOKUP('1. Eff Raw Data'!S7910,'CAS#check'!A$2:A$190,1,FALSE)","v":{"$error":"#N/A"}},1]
[null,null,{"$f":"VLOOKUP('1. Eff Raw Data'!S7911,'CAS#check'!A$2:A$190,1,FALSE)","v":{"$error":"#N/A"}},1]
[null,null,{"$f":"VLOOKUP('1. Eff Raw Data'!S7912,'CAS#check'!A$2:A$190,1,FALSE)","v":{"$error":"#N/A"}},1]
[null,null,{"$f":"VLOOKUP('1. Eff Raw Data'!S7913,'CAS#check'!A$2:A$190,1,FALSE)","v":{"$error":"#N/A"}},1]
[null,null,{"$f":"VLOOKUP('1. Eff Raw Data'!S7914,'CAS#check'!A$2:A$190,1,FALSE)","v":{"$error":"#N/A"}},1]
[null,null,{"$f":"VLOOKUP('1. Eff Raw Data'!S7915,'CAS#check'!A$2:A$190,1,FALSE)","v":{"$error":"#N/A"}},1]
[null,null,{"$f":"VLOOKUP('1. Eff Raw Data'!S7916,'CAS#check'!A$2:A$190,1,FALSE)","v":{"$error":"#N/A"}},1]
[null,null,{"$f":"VLOOKUP('1. Eff Raw Data'!S7917,'CAS#check'!A$2:A$190,1,FALSE)","v":{"$error":"#N/A"}},1]
[null,null,{"$f":"VLOOKUP('1. Eff Raw Data'!S7918,'CAS#check'!A$2:A$190,1,FALSE)","v":{"$error":"#N/A"}},1]
[null,null,{"$f":"VLOOKUP('1. Eff Raw Data'!S7919,'CAS#check'!A$2:A$190,1,FALSE)","v":{"$error":"#N/A"}},1]
[null,null,{"$f":"VLOOKUP('1. Eff Raw Data'!S7920,'CAS#check'!A$2:A$190,1,FALSE)","v":{"$error":"#N/A"}},1]
[null,null,{"$f":"VLOOKUP('1. Eff Raw Data'!S7921,'CAS#check'!A$2:A$190,1,FALSE)","v":{"$error":"#N/A"}},1]
[null,null,{"$f":"VLOOKUP('1. Eff Raw Data'!S7922,'CAS#check'!A$2:A$190,1,FALSE)","v":{"$error":"#N/A"}},1]
[null,null,{"$f":"VLOOKUP('1. Eff Raw Data'!S7923,'CAS#check'!A$2:A$190,1,FALSE)","v":{"$error":"#N/A"}},1]
[null,null,{"$f":"VLOOKUP('1. Eff Raw Data'!S7924,'CAS#check'!A$2:A$190,1,FALSE)","v":{"$error":"#N/A"}},1]
[null,null,{"$f":"VLOOKUP('1. Eff Raw Data'!S7925,'CAS#check'!A$2:A$190,1,FALSE)","v":{"$error":"#N/A"}},1]
[null,null,{"$f":"VLOOKUP('1. Eff Raw Data'!S7926,'CAS#check'!A$2:A$190,1,FALSE)","v":{"$error":"#N/A"}},1]
[null,null,{"$f":"VLOOKUP('1. Eff Raw Data'!S7927,'CAS#check'!A$2:A$190,1,FALSE)","v":{"$error":"#N/A"}},1]
[null,null,{"$f":"VLOOKUP('1. Eff Raw Data'!S7928,'CAS#check'!A$2:A$190,1,FALSE)","v":{"$error":"#N/A"}},1]
[null,null,{"$f":"VLOOKUP('1. Eff Raw Data'!S7929,'CAS#check'!A$2:A$190,1,FALSE)","v":{"$error":"#N/A"}},1]
[null,null,{"$f":"VLOOKUP('1. Eff Raw Data'!S7930,'CAS#check'!A$2:A$190,1,FALSE)","v":{"$error":"#N/A"}},1]
[null,null,{"$f":"VLOOKUP('1. Eff Raw Data'!S7931,'CAS#check'!A$2:A$190,1,FALSE)","v":{"$error":"#N/A"}},1]
[null,null,{"$f":"VLOOKUP('1. Eff Raw Data'!S7932,'CAS#check'!A$2:A$190,1,FALSE)","v":{"$error":"#N/A"}},1]
[null,null,{"$f":"VLOOKUP('1. Eff Raw Data'!S7933,'CAS#check'!A$2:A$190,1,FALSE)","v":{"$error":"#N/A"}},{"$f":"IFERROR(_xlfn.IFNA(0*C7933,1),0)","v":1}]
[null,null,{"$f":"VLOOKUP('1. Eff Raw Data'!S7934,'CAS#check'!A$2:A$190,1,FALSE)","v":{"$error":"#N/A"}},1]
[null,null,{"$f":"VLOOKUP('1. Eff Raw Data'!S7935,'CAS#check'!A$2:A$190,1,FALSE)","v":{"$error":"#N/A"}},1]
[null,null,{"$f":"VLOOKUP('1. Eff Raw Data'!S7936,'CAS#check'!A$2:A$190,1,FALSE)","v":{"$error":"#N/A"}},1]
[null,null,{"$f":"VLOOKUP('1. Eff Raw Data'!S7937,'CAS#check'!A$2:A$190,1,FALSE)","v":{"$error":"#N/A"}},1]
[null,null,{"$f":"VLOOKUP('1. Eff Raw Data'!S7938,'CAS#check'!A$2:A$190,1,FALSE)","v":{"$error":"#N/A"}},1]
[null,null,{"$f":"VLOOKUP('1. Eff Raw Data'!S7939,'CAS#check'!A$2:A$190,1,FALSE)","v":{"$error":"#N/A"}},1]
[null,null,{"$f":"VLOOKUP('1. Eff Raw Data'!S7940,'CAS#check'!A$2:A$190,1,FALSE)","v":{"$error":"#N/A"}},1]
[null,null,{"$f":"VLOOKUP('1. Eff Raw Data'!S7941,'CAS#check'!A$2:A$190,1,FALSE)","v":{"$error":"#N/A"}},1]
[null,null,{"$f":"VLOOKUP('1. Eff Raw Data'!S7942,'CAS#check'!A$2:A$190,1,FALSE)","v":{"$error":"#N/A"}},1]
[null,null,{"$f":"VLOOKUP('1. Eff Raw Data'!S7943,'CAS#check'!A$2:A$190,1,FALSE)","v":{"$error":"#N/A"}},1]
[null,null,{"$f":"VLOOKUP('1. Eff Raw Data'!S7944,'CAS#check'!A$2:A$190,1,FALSE)","v":{"$error":"#N/A"}},1]
[null,null,{"$f":"VLOOKUP('1. Eff Raw Data'!S7945,'CAS#check'!A$2:A$190,1,FALSE)","v":{"$error":"#N/A"}},1]
[null,null,{"$f":"VLOOKUP('1. Eff Raw Data'!S7946,'CAS#check'!A$2:A$190,1,FALSE)","v":{"$error":"#N/A"}},1]
[null,null,{"$f":"VLOOKUP('1. Eff Raw Data'!S7947,'CAS#check'!A$2:A$190,1,FALSE)","v":{"$error":"#N/A"}},1]
[null,null,{"$f":"VLOOKUP('1. Eff Raw Data'!S7948,'CAS#check'!A$2:A$190,1,FALSE)","v":{"$error":"#N/A"}},1]
[null,null,{"$f":"VLOOKUP('1. Eff Raw Data'!S7949,'CAS#check'!A$2:A$190,1,FALSE)","v":{"$error":"#N/A"}},1]
[null,null,{"$f":"VLOOKUP('1. Eff Raw Data'!S7950,'CAS#check'!A$2:A$190,1,FALSE)","v":{"$error":"#N/A"}},1]
[null,null,{"$f":"VLOOKUP('1. Eff Raw Data'!S7951,'CAS#check'!A$2:A$190,1,FALSE)","v":{"$error":"#N/A"}},1]
[null,null,{"$f":"VLOOKUP('1. Eff Raw Data'!S7952,'CAS#check'!A$2:A$190,1,FALSE)","v":{"$error":"#N/A"}},1]
[null,null,{"$f":"VLOOKUP('1. Eff Raw Data'!S7953,'CAS#check'!A$2:A$190,1,FALSE)","v":{"$error":"#N/A"}},1]
[null,null,{"$f":"VLOOKUP('1. Eff Raw Data'!S7954,'CAS#check'!A$2:A$190,1,FALSE)","v":{"$error":"#N/A"}},1]
[null,null,{"$f":"VLOOKUP('1. Eff Raw Data'!S7955,'CAS#check'!A$2:A$190,1,FALSE)","v":{"$error":"#N/A"}},1]
[null,null,{"$f":"VLOOKUP('1. Eff Raw Data'!S7956,'CAS#check'!A$2:A$190,1,FALSE)","v":{"$error":"#N/A"}},1]
[null,null,{"$f":"VLOOKUP('1. Eff Raw Data'!S7957,'CAS#check'!A$2:A$190,1,FALSE)","v":{"$error":"#N/A"}},1]
[null,null,{"$f":"VLOOKUP('1. Eff Raw Data'!S7958,'CAS#check'!A$2:A$190,1,FALSE)","v":{"$error":"#N/A"}},1]
[null,null,{"$f":"VLOOKUP('1. Eff Raw Data'!S7959,'CAS#check'!A$2:A$190,1,FALSE)","v":{"$error":"#N/A"}},1]
[null,null,{"$f":"VLOOKUP('1. Eff Raw Data'!S7960,'CAS#check'!A$2:A$190,1,FALSE)","v":{"$error":"#N/A"}},1]
[null,null,{"$f":"VLOOKUP('1. Eff Raw Data'!S7961,'CAS#check'!A$2:A$190,1,FALSE)","v":{"$error":"#N/A"}},1]
[null,null,{"$f":"VLOOKUP('1. Eff Raw Data'!S7962,'CAS#check'!A$2:A$190,1,FALSE)","v":{"$error":"#N/A"}},1]
[null,null,{"$f":"VLOOKUP('1. Eff Raw Data'!S7963,'CAS#check'!A$2:A$190,1,FALSE)","v":{"$error":"#N/A"}},1]
[null,null,{"$f":"VLOOKUP('1. Eff Raw Data'!S7964,'CAS#check'!A$2:A$190,1,FALSE)","v":{"$error":"#N/A"}},1]
[null,null,{"$f":"VLOOKUP('1. Eff Raw Data'!S7965,'CAS#check'!A$2:A$190,1,FALSE)","v":{"$error":"#N/A"}},1]
[null,null,{"$f":"VLOOKUP('1. Eff Raw Data'!S7966,'CAS#check'!A$2:A$190,1,FALSE)","v":{"$error":"#N/A"}},1]
[null,null,{"$f":"VLOOKUP('1. Eff Raw Data'!S7967,'CAS#check'!A$2:A$190,1,FALSE)","v":{"$error":"#N/A"}},1]
[null,null,{"$f":"VLOOKUP('1. Eff Raw Data'!S7968,'CAS#check'!A$2:A$190,1,FALSE)","v":{"$error":"#N/A"}},1]
[null,null,{"$f":"VLOOKUP('1. Eff Raw Data'!S7969,'CAS#check'!A$2:A$190,1,FALSE)","v":{"$error":"#N/A"}},1]
[null,null,{"$f":"VLOOKUP('1. Eff Raw Data'!S7970,'CAS#check'!A$2:A$190,1,FALSE)","v":{"$error":"#N/A"}},1]
[null,null,{"$f":"VLOOKUP('1. Eff Raw Data'!S7971,'CAS#check'!A$2:A$190,1,FALSE)","v":{"$error":"#N/A"}},1]
[null,null,{"$f":"VLOOKUP('1. Eff Raw Data'!S7972,'CAS#check'!A$2:A$190,1,FALSE)","v":{"$error":"#N/A"}},1]
[null,null,{"$f":"VLOOKUP('1. Eff Raw Data'!S7973,'CAS#check'!A$2:A$190,1,FALSE)","v":{"$error":"#N/A"}},1]
[null,null,{"$f":"VLOOKUP('1. Eff Raw Data'!S7974,'CAS#check'!A$2:A$190,1,FALSE)","v":{"$error":"#N/A"}},1]
[null,null,{"$f":"VLOOKUP('1. Eff Raw Data'!S7975,'CAS#check'!A$2:A$190,1,FALSE)","v":{"$error":"#N/A"}},1]
[null,null,{"$f":"VLOOKUP('1. Eff Raw Data'!S7976,'CAS#check'!A$2:A$190,1,FALSE)","v":{"$error":"#N/A"}},1]
[null,null,{"$f":"VLOOKUP('1. Eff Raw Data'!S7977,'CAS#check'!A$2:A$190,1,FALSE)","v":{"$error":"#N/A"}},1]
[null,null,{"$f":"VLOOKUP('1. Eff Raw Data'!S7978,'CAS#check'!A$2:A$190,1,FALSE)","v":{"$error":"#N/A"}},1]
[null,null,{"$f":"VLOOKUP('1. Eff Raw Data'!S7979,'CAS#check'!A$2:A$190,1,FALSE)","v":{"$error":"#N/A"}},1]
[null,null,{"$f":"VLOOKUP('1. Eff Raw Data'!S7980,'CAS#check'!A$2:A$190,1,FALSE)","v":{"$error":"#N/A"}},1]
[null,null,{"$f":"VLOOKUP('1. Eff Raw Data'!S7981,'CAS#check'!A$2:A$190,1,FALSE)","v":{"$error":"#N/A"}},1]
[null,null,{"$f":"VLOOKUP('1. Eff Raw Data'!S7982,'CAS#check'!A$2:A$190,1,FALSE)","v":{"$error":"#N/A"}},1]
[null,null,{"$f":"VLOOKUP('1. Eff Raw Data'!S7983,'CAS#check'!A$2:A$190,1,FALSE)","v":{"$error":"#N/A"}},1]
[null,null,{"$f":"VLOOKUP('1. Eff Raw Data'!S7984,'CAS#check'!A$2:A$190,1,FALSE)","v":{"$error":"#N/A"}},1]
[null,null,{"$f":"VLOOKUP('1. Eff Raw Data'!S7985,'CAS#check'!A$2:A$190,1,FALSE)","v":{"$error":"#N/A"}},1]
[null,null,{"$f":"VLOOKUP('1. Eff Raw Data'!S7986,'CAS#check'!A$2:A$190,1,FALSE)","v":{"$error":"#N/A"}},1]
[null,null,{"$f":"VLOOKUP('1. Eff Raw Data'!S7987,'CAS#check'!A$2:A$190,1,FALSE)","v":{"$error":"#N/A"}},1]
[null,null,{"$f":"VLOOKUP('1. Eff Raw Data'!S7988,'CAS#check'!A$2:A$190,1,FALSE)","v":{"$error":"#N/A"}},1]
[null,null,{"$f":"VLOOKUP('1. Eff Raw Data'!S7989,'CAS#check'!A$2:A$190,1,FALSE)","v":{"$error":"#N/A"}},1]
[null,null,{"$f":"VLOOKUP('1. Eff Raw Data'!S7990,'CAS#check'!A$2:A$190,1,FALSE)","v":{"$error":"#N/A"}},1]
[null,null,{"$f":"VLOOKUP('1. Eff Raw Data'!S7991,'CAS#check'!A$2:A$190,1,FALSE)","v":{"$error":"#N/A"}},1]
[null,null,{"$f":"VLOOKUP('1. Eff Raw Data'!S7992,'CAS#check'!A$2:A$190,1,FALSE)","v":{"$error":"#N/A"}},1]
[null,null,{"$f":"VLOOKUP('1. Eff Raw Data'!S7993,'CAS#check'!A$2:A$190,1,FALSE)","v":{"$error":"#N/A"}},1]
[null,null,{"$f":"VLOOKUP('1. Eff Raw Data'!S7994,'CAS#check'!A$2:A$190,1,FALSE)","v":{"$error":"#N/A"}},1]
[null,null,{"$f":"VLOOKUP('1. Eff Raw Data'!S7995,'CAS#check'!A$2:A$190,1,FALSE)","v":{"$error":"#N/A"}},1]
[null,null,{"$f":"VLOOKUP('1. Eff Raw Data'!S7996,'CAS#check'!A$2:A$190,1,FALSE)","v":{"$error":"#N/A"}},1]
[null,null,{"$f":"VLOOKUP('1. Eff Raw Data'!S7997,'CAS#check'!A$2:A$190,1,FALSE)","v":{"$error":"#N/A"}},{"$f":"IFERROR(_xlfn.IFNA(0*C7997,1),0)","v":1}]
[null,null,{"$f":"VLOOKUP('1. Eff Raw Data'!S7998,'CAS#check'!A$2:A$190,1,FALSE)","v":{"$error":"#N/A"}},1]
[null,null,{"$f":"VLOOKUP('1. Eff Raw Data'!S7999,'CAS#check'!A$2:A$190,1,FALSE)","v":{"$error":"#N/A"}},1]
[null,null,{"$f":"VLOOKUP('1. Eff Raw Data'!S8000,'CAS#check'!A$2:A$190,1,FALSE)","v":{"$error":"#N/A"}},1]
[null,null,{"$f":"VLOOKUP('1. Eff Raw Data'!S8001,'CAS#check'!A$2:A$190,1,FALSE)","v":{"$error":"#N/A"}},1]
[null,null,{"$f":"VLOOKUP('1. Eff Raw Data'!S8002,'CAS#check'!A$2:A$190,1,FALSE)","v":{"$error":"#N/A"}},1]
[null,null,{"$f":"VLOOKUP('1. Eff Raw Data'!S8003,'CAS#check'!A$2:A$190,1,FALSE)","v":{"$error":"#N/A"}},1]
[null,null,{"$f":"VLOOKUP('1. Eff Raw Data'!S8004,'CAS#check'!A$2:A$190,1,FALSE)","v":{"$error":"#N/A"}},1]
[null,null,{"$f":"VLOOKUP('1. Eff Raw Data'!S8005,'CAS#check'!A$2:A$190,1,FALSE)","v":{"$error":"#N/A"}},1]
[null,null,{"$f":"VLOOKUP('1. Eff Raw Data'!S8006,'CAS#check'!A$2:A$190,1,FALSE)","v":{"$error":"#N/A"}},1]
[null,null,{"$f":"VLOOKUP('1. Eff Raw Data'!S8007,'CAS#check'!A$2:A$190,1,FALSE)","v":{"$error":"#N/A"}},1]
[null,null,{"$f":"VLOOKUP('1. Eff Raw Data'!S8008,'CAS#check'!A$2:A$190,1,FALSE)","v":{"$error":"#N/A"}},1]
[null,null,{"$f":"VLOOKUP('1. Eff Raw Data'!S8009,'CAS#check'!A$2:A$190,1,FALSE)","v":{"$error":"#N/A"}},1]
[null,null,{"$f":"VLOOKUP('1. Eff Raw Data'!S8010,'CAS#check'!A$2:A$190,1,FALSE)","v":{"$error":"#N/A"}},1]
[null,null,{"$f":"VLOOKUP('1. Eff Raw Data'!S8011,'CAS#check'!A$2:A$190,1,FALSE)","v":{"$error":"#N/A"}},1]
[null,null,{"$f":"VLOOKUP('1. Eff Raw Data'!S8012,'CAS#check'!A$2:A$190,1,FALSE)","v":{"$error":"#N/A"}},1]
[null,null,{"$f":"VLOOKUP('1. Eff Raw Data'!S8013,'CAS#check'!A$2:A$190,1,FALSE)","v":{"$error":"#N/A"}},1]
[null,null,{"$f":"VLOOKUP('1. Eff Raw Data'!S8014,'CAS#check'!A$2:A$190,1,FALSE)","v":{"$error":"#N/A"}},1]
[null,null,{"$f":"VLOOKUP('1. Eff Raw Data'!S8015,'CAS#check'!A$2:A$190,1,FALSE)","v":{"$error":"#N/A"}},1]
[null,null,{"$f":"VLOOKUP('1. Eff Raw Data'!S8016,'CAS#check'!A$2:A$190,1,FALSE)","v":{"$error":"#N/A"}},1]
[null,null,{"$f":"VLOOKUP('1. Eff Raw Data'!S8017,'CAS#check'!A$2:A$190,1,FALSE)","v":{"$error":"#N/A"}},1]
[null,null,{"$f":"VLOOKUP('1. Eff Raw Data'!S8018,'CAS#check'!A$2:A$190,1,FALSE)","v":{"$error":"#N/A"}},1]
[null,null,{"$f":"VLOOKUP('1. Eff Raw Data'!S8019,'CAS#check'!A$2:A$190,1,FALSE)","v":{"$error":"#N/A"}},1]
[null,null,{"$f":"VLOOKUP('1. Eff Raw Data'!S8020,'CAS#check'!A$2:A$190,1,FALSE)","v":{"$error":"#N/A"}},1]
[null,null,{"$f":"VLOOKUP('1. Eff Raw Data'!S8021,'CAS#check'!A$2:A$190,1,FALSE)","v":{"$error":"#N/A"}},1]
[null,null,{"$f":"VLOOKUP('1. Eff Raw Data'!S8022,'CAS#check'!A$2:A$190,1,FALSE)","v":{"$error":"#N/A"}},1]
[null,null,{"$f":"VLOOKUP('1. Eff Raw Data'!S8023,'CAS#check'!A$2:A$190,1,FALSE)","v":{"$error":"#N/A"}},1]
[null,null,{"$f":"VLOOKUP('1. Eff Raw Data'!S8024,'CAS#check'!A$2:A$190,1,FALSE)","v":{"$error":"#N/A"}},1]
[null,null,{"$f":"VLOOKUP('1. Eff Raw Data'!S8025,'CAS#check'!A$2:A$190,1,FALSE)","v":{"$error":"#N/A"}},1]
[null,null,{"$f":"VLOOKUP('1. Eff Raw Data'!S8026,'CAS#check'!A$2:A$190,1,FALSE)","v":{"$error":"#N/A"}},1]
[null,null,{"$f":"VLOOKUP('1. Eff Raw Data'!S8027,'CAS#check'!A$2:A$190,1,FALSE)","v":{"$error":"#N/A"}},1]
[null,null,{"$f":"VLOOKUP('1. Eff Raw Data'!S8028,'CAS#check'!A$2:A$190,1,FALSE)","v":{"$error":"#N/A"}},1]
[null,null,{"$f":"VLOOKUP('1. Eff Raw Data'!S8029,'CAS#check'!A$2:A$190,1,FALSE)","v":{"$error":"#N/A"}},1]
[null,null,{"$f":"VLOOKUP('1. Eff Raw Data'!S8030,'CAS#check'!A$2:A$190,1,FALSE)","v":{"$error":"#N/A"}},1]
[null,null,{"$f":"VLOOKUP('1. Eff Raw Data'!S8031,'CAS#check'!A$2:A$190,1,FALSE)","v":{"$error":"#N/A"}},1]
[null,null,{"$f":"VLOOKUP('1. Eff Raw Data'!S8032,'CAS#check'!A$2:A$190,1,FALSE)","v":{"$error":"#N/A"}},1]
[null,null,{"$f":"VLOOKUP('1. Eff Raw Data'!S8033,'CAS#check'!A$2:A$190,1,FALSE)","v":{"$error":"#N/A"}},1]
[null,null,{"$f":"VLOOKUP('1. Eff Raw Data'!S8034,'CAS#check'!A$2:A$190,1,FALSE)","v":{"$error":"#N/A"}},1]
[null,null,{"$f":"VLOOKUP('1. Eff Raw Data'!S8035,'CAS#check'!A$2:A$190,1,FALSE)","v":{"$error":"#N/A"}},1]
[null,null,{"$f":"VLOOKUP('1. Eff Raw Data'!S8036,'CAS#check'!A$2:A$190,1,FALSE)","v":{"$error":"#N/A"}},1]
[null,null,{"$f":"VLOOKUP('1. Eff Raw Data'!S8037,'CAS#check'!A$2:A$190,1,FALSE)","v":{"$error":"#N/A"}},1]
[null,null,{"$f":"VLOOKUP('1. Eff Raw Data'!S8038,'CAS#check'!A$2:A$190,1,FALSE)","v":{"$error":"#N/A"}},1]
[null,null,{"$f":"VLOOKUP('1. Eff Raw Data'!S8039,'CAS#check'!A$2:A$190,1,FALSE)","v":{"$error":"#N/A"}},1]
[null,null,{"$f":"VLOOKUP('1. Eff Raw Data'!S8040,'CAS#check'!A$2:A$190,1,FALSE)","v":{"$error":"#N/A"}},1]
[null,null,{"$f":"VLOOKUP('1. Eff Raw Data'!S8041,'CAS#check'!A$2:A$190,1,FALSE)","v":{"$error":"#N/A"}},1]
[null,null,{"$f":"VLOOKUP('1. Eff Raw Data'!S8042,'CAS#check'!A$2:A$190,1,FALSE)","v":{"$error":"#N/A"}},1]
[null,null,{"$f":"VLOOKUP('1. Eff Raw Data'!S8043,'CAS#check'!A$2:A$190,1,FALSE)","v":{"$error":"#N/A"}},1]
[null,null,{"$f":"VLOOKUP('1. Eff Raw Data'!S8044,'CAS#check'!A$2:A$190,1,FALSE)","v":{"$error":"#N/A"}},1]
[null,null,{"$f":"VLOOKUP('1. Eff Raw Data'!S8045,'CAS#check'!A$2:A$190,1,FALSE)","v":{"$error":"#N/A"}},1]
[null,null,{"$f":"VLOOKUP('1. Eff Raw Data'!S8046,'CAS#check'!A$2:A$190,1,FALSE)","v":{"$error":"#N/A"}},1]
[null,null,{"$f":"VLOOKUP('1. Eff Raw Data'!S8047,'CAS#check'!A$2:A$190,1,FALSE)","v":{"$error":"#N/A"}},1]
[null,null,{"$f":"VLOOKUP('1. Eff Raw Data'!S8048,'CAS#check'!A$2:A$190,1,FALSE)","v":{"$error":"#N/A"}},1]
[null,null,{"$f":"VLOOKUP('1. Eff Raw Data'!S8049,'CAS#check'!A$2:A$190,1,FALSE)","v":{"$error":"#N/A"}},1]
[null,null,{"$f":"VLOOKUP('1. Eff Raw Data'!S8050,'CAS#check'!A$2:A$190,1,FALSE)","v":{"$error":"#N/A"}},1]
[null,null,{"$f":"VLOOKUP('1. Eff Raw Data'!S8051,'CAS#check'!A$2:A$190,1,FALSE)","v":{"$error":"#N/A"}},1]
[null,null,{"$f":"VLOOKUP('1. Eff Raw Data'!S8052,'CAS#check'!A$2:A$190,1,FALSE)","v":{"$error":"#N/A"}},1]
[null,null,{"$f":"VLOOKUP('1. Eff Raw Data'!S8053,'CAS#check'!A$2:A$190,1,FALSE)","v":{"$error":"#N/A"}},1]
[null,null,{"$f":"VLOOKUP('1. Eff Raw Data'!S8054,'CAS#check'!A$2:A$190,1,FALSE)","v":{"$error":"#N/A"}},1]
[null,null,{"$f":"VLOOKUP('1. Eff Raw Data'!S8055,'CAS#check'!A$2:A$190,1,FALSE)","v":{"$error":"#N/A"}},1]
[null,null,{"$f":"VLOOKUP('1. Eff Raw Data'!S8056,'CAS#check'!A$2:A$190,1,FALSE)","v":{"$error":"#N/A"}},1]
[null,null,{"$f":"VLOOKUP('1. Eff Raw Data'!S8057,'CAS#check'!A$2:A$190,1,FALSE)","v":{"$error":"#N/A"}},1]
[null,null,{"$f":"VLOOKUP('1. Eff Raw Data'!S8058,'CAS#check'!A$2:A$190,1,FALSE)","v":{"$error":"#N/A"}},1]
[null,null,{"$f":"VLOOKUP('1. Eff Raw Data'!S8059,'CAS#check'!A$2:A$190,1,FALSE)","v":{"$error":"#N/A"}},1]
[null,null,{"$f":"VLOOKUP('1. Eff Raw Data'!S8060,'CAS#check'!A$2:A$190,1,FALSE)","v":{"$error":"#N/A"}},1]
[null,null,{"$f":"VLOOKUP('1. Eff Raw Data'!S8061,'CAS#check'!A$2:A$190,1,FALSE)","v":{"$error":"#N/A"}},{"$f":"IFERROR(_xlfn.IFNA(0*C8061,1),0)","v":1}]
[null,null,{"$f":"VLOOKUP('1. Eff Raw Data'!S8062,'CAS#check'!A$2:A$190,1,FALSE)","v":{"$error":"#N/A"}},1]
[null,null,{"$f":"VLOOKUP('1. Eff Raw Data'!S8063,'CAS#check'!A$2:A$190,1,FALSE)","v":{"$error":"#N/A"}},1]
[null,null,{"$f":"VLOOKUP('1. Eff Raw Data'!S8064,'CAS#check'!A$2:A$190,1,FALSE)","v":{"$error":"#N/A"}},1]
[null,null,{"$f":"VLOOKUP('1. Eff Raw Data'!S8065,'CAS#check'!A$2:A$190,1,FALSE)","v":{"$error":"#N/A"}},1]
[null,null,{"$f":"VLOOKUP('1. Eff Raw Data'!S8066,'CAS#check'!A$2:A$190,1,FALSE)","v":{"$error":"#N/A"}},1]
[null,null,{"$f":"VLOOKUP('1. Eff Raw Data'!S8067,'CAS#check'!A$2:A$190,1,FALSE)","v":{"$error":"#N/A"}},1]
[null,null,{"$f":"VLOOKUP('1. Eff Raw Data'!S8068,'CAS#check'!A$2:A$190,1,FALSE)","v":{"$error":"#N/A"}},1]
[null,null,{"$f":"VLOOKUP('1. Eff Raw Data'!S8069,'CAS#check'!A$2:A$190,1,FALSE)","v":{"$error":"#N/A"}},1]
[null,null,{"$f":"VLOOKUP('1. Eff Raw Data'!S8070,'CAS#check'!A$2:A$190,1,FALSE)","v":{"$error":"#N/A"}},1]
[null,null,{"$f":"VLOOKUP('1. Eff Raw Data'!S8071,'CAS#check'!A$2:A$190,1,FALSE)","v":{"$error":"#N/A"}},1]
[null,null,{"$f":"VLOOKUP('1. Eff Raw Data'!S8072,'CAS#check'!A$2:A$190,1,FALSE)","v":{"$error":"#N/A"}},1]
[null,null,{"$f":"VLOOKUP('1. Eff Raw Data'!S8073,'CAS#check'!A$2:A$190,1,FALSE)","v":{"$error":"#N/A"}},1]
[null,null,{"$f":"VLOOKUP('1. Eff Raw Data'!S8074,'CAS#check'!A$2:A$190,1,FALSE)","v":{"$error":"#N/A"}},1]
[null,null,{"$f":"VLOOKUP('1. Eff Raw Data'!S8075,'CAS#check'!A$2:A$190,1,FALSE)","v":{"$error":"#N/A"}},1]
[null,null,{"$f":"VLOOKUP('1. Eff Raw Data'!S8076,'CAS#check'!A$2:A$190,1,FALSE)","v":{"$error":"#N/A"}},1]
[null,null,{"$f":"VLOOKUP('1. Eff Raw Data'!S8077,'CAS#check'!A$2:A$190,1,FALSE)","v":{"$error":"#N/A"}},1]
[null,null,{"$f":"VLOOKUP('1. Eff Raw Data'!S8078,'CAS#check'!A$2:A$190,1,FALSE)","v":{"$error":"#N/A"}},1]
[null,null,{"$f":"VLOOKUP('1. Eff Raw Data'!S8079,'CAS#check'!A$2:A$190,1,FALSE)","v":{"$error":"#N/A"}},1]
[null,null,{"$f":"VLOOKUP('1. Eff Raw Data'!S8080,'CAS#check'!A$2:A$190,1,FALSE)","v":{"$error":"#N/A"}},1]
[null,null,{"$f":"VLOOKUP('1. Eff Raw Data'!S8081,'CAS#check'!A$2:A$190,1,FALSE)","v":{"$error":"#N/A"}},1]
[null,null,{"$f":"VLOOKUP('1. Eff Raw Data'!S8082,'CAS#check'!A$2:A$190,1,FALSE)","v":{"$error":"#N/A"}},1]
[null,null,{"$f":"VLOOKUP('1. Eff Raw Data'!S8083,'CAS#check'!A$2:A$190,1,FALSE)","v":{"$error":"#N/A"}},1]
[null,null,{"$f":"VLOOKUP('1. Eff Raw Data'!S8084,'CAS#check'!A$2:A$190,1,FALSE)","v":{"$error":"#N/A"}},1]
[null,null,{"$f":"VLOOKUP('1. Eff Raw Data'!S8085,'CAS#check'!A$2:A$190,1,FALSE)","v":{"$error":"#N/A"}},1]
[null,null,{"$f":"VLOOKUP('1. Eff Raw Data'!S8086,'CAS#check'!A$2:A$190,1,FALSE)","v":{"$error":"#N/A"}},1]
[null,null,{"$f":"VLOOKUP('1. Eff Raw Data'!S8087,'CAS#check'!A$2:A$190,1,FALSE)","v":{"$error":"#N/A"}},1]
[null,null,{"$f":"VLOOKUP('1. Eff Raw Data'!S8088,'CAS#check'!A$2:A$190,1,FALSE)","v":{"$error":"#N/A"}},1]
[null,null,{"$f":"VLOOKUP('1. Eff Raw Data'!S8089,'CAS#check'!A$2:A$190,1,FALSE)","v":{"$error":"#N/A"}},1]
[null,null,{"$f":"VLOOKUP('1. Eff Raw Data'!S8090,'CAS#check'!A$2:A$190,1,FALSE)","v":{"$error":"#N/A"}},1]
[null,null,{"$f":"VLOOKUP('1. Eff Raw Data'!S8091,'CAS#check'!A$2:A$190,1,FALSE)","v":{"$error":"#N/A"}},1]
[null,null,{"$f":"VLOOKUP('1. Eff Raw Data'!S8092,'CAS#check'!A$2:A$190,1,FALSE)","v":{"$error":"#N/A"}},1]
[null,null,{"$f":"VLOOKUP('1. Eff Raw Data'!S8093,'CAS#check'!A$2:A$190,1,FALSE)","v":{"$error":"#N/A"}},1]
[null,null,{"$f":"VLOOKUP('1. Eff Raw Data'!S8094,'CAS#check'!A$2:A$190,1,FALSE)","v":{"$error":"#N/A"}},1]
[null,null,{"$f":"VLOOKUP('1. Eff Raw Data'!S8095,'CAS#check'!A$2:A$190,1,FALSE)","v":{"$error":"#N/A"}},1]
[null,null,{"$f":"VLOOKUP('1. Eff Raw Data'!S8096,'CAS#check'!A$2:A$190,1,FALSE)","v":{"$error":"#N/A"}},1]
[null,null,{"$f":"VLOOKUP('1. Eff Raw Data'!S8097,'CAS#check'!A$2:A$190,1,FALSE)","v":{"$error":"#N/A"}},1]
[null,null,{"$f":"VLOOKUP('1. Eff Raw Data'!S8098,'CAS#check'!A$2:A$190,1,FALSE)","v":{"$error":"#N/A"}},1]
[null,null,{"$f":"VLOOKUP('1. Eff Raw Data'!S8099,'CAS#check'!A$2:A$190,1,FALSE)","v":{"$error":"#N/A"}},1]
[null,null,{"$f":"VLOOKUP('1. Eff Raw Data'!S8100,'CAS#check'!A$2:A$190,1,FALSE)","v":{"$error":"#N/A"}},1]
[null,null,{"$f":"VLOOKUP('1. Eff Raw Data'!S8101,'CAS#check'!A$2:A$190,1,FALSE)","v":{"$error":"#N/A"}},1]
[null,null,{"$f":"VLOOKUP('1. Eff Raw Data'!S8102,'CAS#check'!A$2:A$190,1,FALSE)","v":{"$error":"#N/A"}},1]
[null,null,{"$f":"VLOOKUP('1. Eff Raw Data'!S8103,'CAS#check'!A$2:A$190,1,FALSE)","v":{"$error":"#N/A"}},1]
[null,null,{"$f":"VLOOKUP('1. Eff Raw Data'!S8104,'CAS#check'!A$2:A$190,1,FALSE)","v":{"$error":"#N/A"}},1]
[null,null,{"$f":"VLOOKUP('1. Eff Raw Data'!S8105,'CAS#check'!A$2:A$190,1,FALSE)","v":{"$error":"#N/A"}},1]
[null,null,{"$f":"VLOOKUP('1. Eff Raw Data'!S8106,'CAS#check'!A$2:A$190,1,FALSE)","v":{"$error":"#N/A"}},1]
[null,null,{"$f":"VLOOKUP('1. Eff Raw Data'!S8107,'CAS#check'!A$2:A$190,1,FALSE)","v":{"$error":"#N/A"}},1]
[null,null,{"$f":"VLOOKUP('1. Eff Raw Data'!S8108,'CAS#check'!A$2:A$190,1,FALSE)","v":{"$error":"#N/A"}},1]
[null,null,{"$f":"VLOOKUP('1. Eff Raw Data'!S8109,'CAS#check'!A$2:A$190,1,FALSE)","v":{"$error":"#N/A"}},1]
[null,null,{"$f":"VLOOKUP('1. Eff Raw Data'!S8110,'CAS#check'!A$2:A$190,1,FALSE)","v":{"$error":"#N/A"}},1]
[null,null,{"$f":"VLOOKUP('1. Eff Raw Data'!S8111,'CAS#check'!A$2:A$190,1,FALSE)","v":{"$error":"#N/A"}},1]
[null,null,{"$f":"VLOOKUP('1. Eff Raw Data'!S8112,'CAS#check'!A$2:A$190,1,FALSE)","v":{"$error":"#N/A"}},1]
[null,null,{"$f":"VLOOKUP('1. Eff Raw Data'!S8113,'CAS#check'!A$2:A$190,1,FALSE)","v":{"$error":"#N/A"}},1]
[null,null,{"$f":"VLOOKUP('1. Eff Raw Data'!S8114,'CAS#check'!A$2:A$190,1,FALSE)","v":{"$error":"#N/A"}},1]
[null,null,{"$f":"VLOOKUP('1. Eff Raw Data'!S8115,'CAS#check'!A$2:A$190,1,FALSE)","v":{"$error":"#N/A"}},1]
[null,null,{"$f":"VLOOKUP('1. Eff Raw Data'!S8116,'CAS#check'!A$2:A$190,1,FALSE)","v":{"$error":"#N/A"}},1]
[null,null,{"$f":"VLOOKUP('1. Eff Raw Data'!S8117,'CAS#check'!A$2:A$190,1,FALSE)","v":{"$error":"#N/A"}},1]
[null,null,{"$f":"VLOOKUP('1. Eff Raw Data'!S8118,'CAS#check'!A$2:A$190,1,FALSE)","v":{"$error":"#N/A"}},1]
[null,null,{"$f":"VLOOKUP('1. Eff Raw Data'!S8119,'CAS#check'!A$2:A$190,1,FALSE)","v":{"$error":"#N/A"}},1]
[null,null,{"$f":"VLOOKUP('1. Eff Raw Data'!S8120,'CAS#check'!A$2:A$190,1,FALSE)","v":{"$error":"#N/A"}},1]
[null,null,{"$f":"VLOOKUP('1. Eff Raw Data'!S8121,'CAS#check'!A$2:A$190,1,FALSE)","v":{"$error":"#N/A"}},1]
[null,null,{"$f":"VLOOKUP('1. Eff Raw Data'!S8122,'CAS#check'!A$2:A$190,1,FALSE)","v":{"$error":"#N/A"}},1]
[null,null,{"$f":"VLOOKUP('1. Eff Raw Data'!S8123,'CAS#check'!A$2:A$190,1,FALSE)","v":{"$error":"#N/A"}},1]
[null,null,{"$f":"VLOOKUP('1. Eff Raw Data'!S8124,'CAS#check'!A$2:A$190,1,FALSE)","v":{"$error":"#N/A"}},1]
[null,null,{"$f":"VLOOKUP('1. Eff Raw Data'!S8125,'CAS#check'!A$2:A$190,1,FALSE)","v":{"$error":"#N/A"}},{"$f":"IFERROR(_xlfn.IFNA(0*C8125,1),0)","v":1}]
[null,null,{"$f":"VLOOKUP('1. Eff Raw Data'!S8126,'CAS#check'!A$2:A$190,1,FALSE)","v":{"$error":"#N/A"}},1]
[null,null,{"$f":"VLOOKUP('1. Eff Raw Data'!S8127,'CAS#check'!A$2:A$190,1,FALSE)","v":{"$error":"#N/A"}},1]
[null,null,{"$f":"VLOOKUP('1. Eff Raw Data'!S8128,'CAS#check'!A$2:A$190,1,FALSE)","v":{"$error":"#N/A"}},1]
[null,null,{"$f":"VLOOKUP('1. Eff Raw Data'!S8129,'CAS#check'!A$2:A$190,1,FALSE)","v":{"$error":"#N/A"}},1]
[null,null,{"$f":"VLOOKUP('1. Eff Raw Data'!S8130,'CAS#check'!A$2:A$190,1,FALSE)","v":{"$error":"#N/A"}},1]
[null,null,{"$f":"VLOOKUP('1. Eff Raw Data'!S8131,'CAS#check'!A$2:A$190,1,FALSE)","v":{"$error":"#N/A"}},1]
[null,null,{"$f":"VLOOKUP('1. Eff Raw Data'!S8132,'CAS#check'!A$2:A$190,1,FALSE)","v":{"$error":"#N/A"}},1]
[null,null,{"$f":"VLOOKUP('1. Eff Raw Data'!S8133,'CAS#check'!A$2:A$190,1,FALSE)","v":{"$error":"#N/A"}},1]
[null,null,{"$f":"VLOOKUP('1. Eff Raw Data'!S8134,'CAS#check'!A$2:A$190,1,FALSE)","v":{"$error":"#N/A"}},1]
[null,null,{"$f":"VLOOKUP('1. Eff Raw Data'!S8135,'CAS#check'!A$2:A$190,1,FALSE)","v":{"$error":"#N/A"}},1]
[null,null,{"$f":"VLOOKUP('1. Eff Raw Data'!S8136,'CAS#check'!A$2:A$190,1,FALSE)","v":{"$error":"#N/A"}},1]
[null,null,{"$f":"VLOOKUP('1. Eff Raw Data'!S8137,'CAS#check'!A$2:A$190,1,FALSE)","v":{"$error":"#N/A"}},1]
[null,null,{"$f":"VLOOKUP('1. Eff Raw Data'!S8138,'CAS#check'!A$2:A$190,1,FALSE)","v":{"$error":"#N/A"}},1]
[null,null,{"$f":"VLOOKUP('1. Eff Raw Data'!S8139,'CAS#check'!A$2:A$190,1,FALSE)","v":{"$error":"#N/A"}},1]
[null,null,{"$f":"VLOOKUP('1. Eff Raw Data'!S8140,'CAS#check'!A$2:A$190,1,FALSE)","v":{"$error":"#N/A"}},1]
[null,null,{"$f":"VLOOKUP('1. Eff Raw Data'!S8141,'CAS#check'!A$2:A$190,1,FALSE)","v":{"$error":"#N/A"}},1]
[null,null,{"$f":"VLOOKUP('1. Eff Raw Data'!S8142,'CAS#check'!A$2:A$190,1,FALSE)","v":{"$error":"#N/A"}},1]
[null,null,{"$f":"VLOOKUP('1. Eff Raw Data'!S8143,'CAS#check'!A$2:A$190,1,FALSE)","v":{"$error":"#N/A"}},1]
[null,null,{"$f":"VLOOKUP('1. Eff Raw Data'!S8144,'CAS#check'!A$2:A$190,1,FALSE)","v":{"$error":"#N/A"}},1]
[null,null,{"$f":"VLOOKUP('1. Eff Raw Data'!S8145,'CAS#check'!A$2:A$190,1,FALSE)","v":{"$error":"#N/A"}},1]
[null,null,{"$f":"VLOOKUP('1. Eff Raw Data'!S8146,'CAS#check'!A$2:A$190,1,FALSE)","v":{"$error":"#N/A"}},1]
[null,null,{"$f":"VLOOKUP('1. Eff Raw Data'!S8147,'CAS#check'!A$2:A$190,1,FALSE)","v":{"$error":"#N/A"}},1]
[null,null,{"$f":"VLOOKUP('1. Eff Raw Data'!S8148,'CAS#check'!A$2:A$190,1,FALSE)","v":{"$error":"#N/A"}},1]
[null,null,{"$f":"VLOOKUP('1. Eff Raw Data'!S8149,'CAS#check'!A$2:A$190,1,FALSE)","v":{"$error":"#N/A"}},1]
[null,null,{"$f":"VLOOKUP('1. Eff Raw Data'!S8150,'CAS#check'!A$2:A$190,1,FALSE)","v":{"$error":"#N/A"}},1]
[null,null,{"$f":"VLOOKUP('1. Eff Raw Data'!S8151,'CAS#check'!A$2:A$190,1,FALSE)","v":{"$error":"#N/A"}},1]
[null,null,{"$f":"VLOOKUP('1. Eff Raw Data'!S8152,'CAS#check'!A$2:A$190,1,FALSE)","v":{"$error":"#N/A"}},1]
[null,null,{"$f":"VLOOKUP('1. Eff Raw Data'!S8153,'CAS#check'!A$2:A$190,1,FALSE)","v":{"$error":"#N/A"}},1]
[null,null,{"$f":"VLOOKUP('1. Eff Raw Data'!S8154,'CAS#check'!A$2:A$190,1,FALSE)","v":{"$error":"#N/A"}},1]
[null,null,{"$f":"VLOOKUP('1. Eff Raw Data'!S8155,'CAS#check'!A$2:A$190,1,FALSE)","v":{"$error":"#N/A"}},1]
[null,null,{"$f":"VLOOKUP('1. Eff Raw Data'!S8156,'CAS#check'!A$2:A$190,1,FALSE)","v":{"$error":"#N/A"}},1]
[null,null,{"$f":"VLOOKUP('1. Eff Raw Data'!S8157,'CAS#check'!A$2:A$190,1,FALSE)","v":{"$error":"#N/A"}},1]
[null,null,{"$f":"VLOOKUP('1. Eff Raw Data'!S8158,'CAS#check'!A$2:A$190,1,FALSE)","v":{"$error":"#N/A"}},1]
[null,null,{"$f":"VLOOKUP('1. Eff Raw Data'!S8159,'CAS#check'!A$2:A$190,1,FALSE)","v":{"$error":"#N/A"}},1]
[null,null,{"$f":"VLOOKUP('1. Eff Raw Data'!S8160,'CAS#check'!A$2:A$190,1,FALSE)","v":{"$error":"#N/A"}},1]
[null,null,{"$f":"VLOOKUP('1. Eff Raw Data'!S8161,'CAS#check'!A$2:A$190,1,FALSE)","v":{"$error":"#N/A"}},1]
[null,null,{"$f":"VLOOKUP('1. Eff Raw Data'!S8162,'CAS#check'!A$2:A$190,1,FALSE)","v":{"$error":"#N/A"}},1]
[null,null,{"$f":"VLOOKUP('1. Eff Raw Data'!S8163,'CAS#check'!A$2:A$190,1,FALSE)","v":{"$error":"#N/A"}},1]
[null,null,{"$f":"VLOOKUP('1. Eff Raw Data'!S8164,'CAS#check'!A$2:A$190,1,FALSE)","v":{"$error":"#N/A"}},1]
[null,null,{"$f":"VLOOKUP('1. Eff Raw Data'!S8165,'CAS#check'!A$2:A$190,1,FALSE)","v":{"$error":"#N/A"}},1]
[null,null,{"$f":"VLOOKUP('1. Eff Raw Data'!S8166,'CAS#check'!A$2:A$190,1,FALSE)","v":{"$error":"#N/A"}},1]
[null,null,{"$f":"VLOOKUP('1. Eff Raw Data'!S8167,'CAS#check'!A$2:A$190,1,FALSE)","v":{"$error":"#N/A"}},1]
[null,null,{"$f":"VLOOKUP('1. Eff Raw Data'!S8168,'CAS#check'!A$2:A$190,1,FALSE)","v":{"$error":"#N/A"}},1]
[null,null,{"$f":"VLOOKUP('1. Eff Raw Data'!S8169,'CAS#check'!A$2:A$190,1,FALSE)","v":{"$error":"#N/A"}},1]
[null,null,{"$f":"VLOOKUP('1. Eff Raw Data'!S8170,'CAS#check'!A$2:A$190,1,FALSE)","v":{"$error":"#N/A"}},1]
[null,null,{"$f":"VLOOKUP('1. Eff Raw Data'!S8171,'CAS#check'!A$2:A$190,1,FALSE)","v":{"$error":"#N/A"}},1]
[null,null,{"$f":"VLOOKUP('1. Eff Raw Data'!S8172,'CAS#check'!A$2:A$190,1,FALSE)","v":{"$error":"#N/A"}},1]
[null,null,{"$f":"VLOOKUP('1. Eff Raw Data'!S8173,'CAS#check'!A$2:A$190,1,FALSE)","v":{"$error":"#N/A"}},1]
[null,null,{"$f":"VLOOKUP('1. Eff Raw Data'!S8174,'CAS#check'!A$2:A$190,1,FALSE)","v":{"$error":"#N/A"}},1]
[null,null,{"$f":"VLOOKUP('1. Eff Raw Data'!S8175,'CAS#check'!A$2:A$190,1,FALSE)","v":{"$error":"#N/A"}},1]
[null,null,{"$f":"VLOOKUP('1. Eff Raw Data'!S8176,'CAS#check'!A$2:A$190,1,FALSE)","v":{"$error":"#N/A"}},1]
[null,null,{"$f":"VLOOKUP('1. Eff Raw Data'!S8177,'CAS#check'!A$2:A$190,1,FALSE)","v":{"$error":"#N/A"}},1]
[null,null,{"$f":"VLOOKUP('1. Eff Raw Data'!S8178,'CAS#check'!A$2:A$190,1,FALSE)","v":{"$error":"#N/A"}},1]
[null,null,{"$f":"VLOOKUP('1. Eff Raw Data'!S8179,'CAS#check'!A$2:A$190,1,FALSE)","v":{"$error":"#N/A"}},1]
[null,null,{"$f":"VLOOKUP('1. Eff Raw Data'!S8180,'CAS#check'!A$2:A$190,1,FALSE)","v":{"$error":"#N/A"}},1]
[null,null,{"$f":"VLOOKUP('1. Eff Raw Data'!S8181,'CAS#check'!A$2:A$190,1,FALSE)","v":{"$error":"#N/A"}},1]
[null,null,{"$f":"VLOOKUP('1. Eff Raw Data'!S8182,'CAS#check'!A$2:A$190,1,FALSE)","v":{"$error":"#N/A"}},1]
[null,null,{"$f":"VLOOKUP('1. Eff Raw Data'!S8183,'CAS#check'!A$2:A$190,1,FALSE)","v":{"$error":"#N/A"}},1]
[null,null,{"$f":"VLOOKUP('1. Eff Raw Data'!S8184,'CAS#check'!A$2:A$190,1,FALSE)","v":{"$error":"#N/A"}},1]
[null,null,{"$f":"VLOOKUP('1. Eff Raw Data'!S8185,'CAS#check'!A$2:A$190,1,FALSE)","v":{"$error":"#N/A"}},1]
[null,null,{"$f":"VLOOKUP('1. Eff Raw Data'!S8186,'CAS#check'!A$2:A$190,1,FALSE)","v":{"$error":"#N/A"}},1]
[null,null,{"$f":"VLOOKUP('1. Eff Raw Data'!S8187,'CAS#check'!A$2:A$190,1,FALSE)","v":{"$error":"#N/A"}},1]
[null,null,{"$f":"VLOOKUP('1. Eff Raw Data'!S8188,'CAS#check'!A$2:A$190,1,FALSE)","v":{"$error":"#N/A"}},1]
[null,null,{"$f":"VLOOKUP('1. Eff Raw Data'!S8189,'CAS#check'!A$2:A$190,1,FALSE)","v":{"$error":"#N/A"}},{"$f":"IFERROR(_xlfn.IFNA(0*C8189,1),0)","v":1}]
[null,null,{"$f":"VLOOKUP('1. Eff Raw Data'!S8190,'CAS#check'!A$2:A$190,1,FALSE)","v":{"$error":"#N/A"}},1]
[null,null,{"$f":"VLOOKUP('1. Eff Raw Data'!S8191,'CAS#check'!A$2:A$190,1,FALSE)","v":{"$error":"#N/A"}},1]
[null,null,{"$f":"VLOOKUP('1. Eff Raw Data'!S8192,'CAS#check'!A$2:A$190,1,FALSE)","v":{"$error":"#N/A"}},1]
[null,null,{"$f":"VLOOKUP('1. Eff Raw Data'!S8193,'CAS#check'!A$2:A$190,1,FALSE)","v":{"$error":"#N/A"}},1]
[null,null,{"$f":"VLOOKUP('1. Eff Raw Data'!S8194,'CAS#check'!A$2:A$190,1,FALSE)","v":{"$error":"#N/A"}},1]
[null,null,{"$f":"VLOOKUP('1. Eff Raw Data'!S8195,'CAS#check'!A$2:A$190,1,FALSE)","v":{"$error":"#N/A"}},1]
[null,null,{"$f":"VLOOKUP('1. Eff Raw Data'!S8196,'CAS#check'!A$2:A$190,1,FALSE)","v":{"$error":"#N/A"}},1]
[null,null,{"$f":"VLOOKUP('1. Eff Raw Data'!S8197,'CAS#check'!A$2:A$190,1,FALSE)","v":{"$error":"#N/A"}},1]
[null,null,{"$f":"VLOOKUP('1. Eff Raw Data'!S8198,'CAS#check'!A$2:A$190,1,FALSE)","v":{"$error":"#N/A"}},1]
[null,null,{"$f":"VLOOKUP('1. Eff Raw Data'!S8199,'CAS#check'!A$2:A$190,1,FALSE)","v":{"$error":"#N/A"}},1]
[null,null,{"$f":"VLOOKUP('1. Eff Raw Data'!S8200,'CAS#check'!A$2:A$190,1,FALSE)","v":{"$error":"#N/A"}},1]
[null,null,{"$f":"VLOOKUP('1. Eff Raw Data'!S8201,'CAS#check'!A$2:A$190,1,FALSE)","v":{"$error":"#N/A"}},1]
[null,null,{"$f":"VLOOKUP('1. Eff Raw Data'!S8202,'CAS#check'!A$2:A$190,1,FALSE)","v":{"$error":"#N/A"}},1]
[null,null,{"$f":"VLOOKUP('1. Eff Raw Data'!S8203,'CAS#check'!A$2:A$190,1,FALSE)","v":{"$error":"#N/A"}},1]
[null,null,{"$f":"VLOOKUP('1. Eff Raw Data'!S8204,'CAS#check'!A$2:A$190,1,FALSE)","v":{"$error":"#N/A"}},1]
[null,null,{"$f":"VLOOKUP('1. Eff Raw Data'!S8205,'CAS#check'!A$2:A$190,1,FALSE)","v":{"$error":"#N/A"}},1]
[null,null,{"$f":"VLOOKUP('1. Eff Raw Data'!S8206,'CAS#check'!A$2:A$190,1,FALSE)","v":{"$error":"#N/A"}},1]
[null,null,{"$f":"VLOOKUP('1. Eff Raw Data'!S8207,'CAS#check'!A$2:A$190,1,FALSE)","v":{"$error":"#N/A"}},1]
[null,null,{"$f":"VLOOKUP('1. Eff Raw Data'!S8208,'CAS#check'!A$2:A$190,1,FALSE)","v":{"$error":"#N/A"}},1]
[null,null,{"$f":"VLOOKUP('1. Eff Raw Data'!S8209,'CAS#check'!A$2:A$190,1,FALSE)","v":{"$error":"#N/A"}},1]
[null,null,{"$f":"VLOOKUP('1. Eff Raw Data'!S8210,'CAS#check'!A$2:A$190,1,FALSE)","v":{"$error":"#N/A"}},1]
[null,null,{"$f":"VLOOKUP('1. Eff Raw Data'!S8211,'CAS#check'!A$2:A$190,1,FALSE)","v":{"$error":"#N/A"}},1]
[null,null,{"$f":"VLOOKUP('1. Eff Raw Data'!S8212,'CAS#check'!A$2:A$190,1,FALSE)","v":{"$error":"#N/A"}},1]
[null,null,{"$f":"VLOOKUP('1. Eff Raw Data'!S8213,'CAS#check'!A$2:A$190,1,FALSE)","v":{"$error":"#N/A"}},1]
[null,null,{"$f":"VLOOKUP('1. Eff Raw Data'!S8214,'CAS#check'!A$2:A$190,1,FALSE)","v":{"$error":"#N/A"}},1]
[null,null,{"$f":"VLOOKUP('1. Eff Raw Data'!S8215,'CAS#check'!A$2:A$190,1,FALSE)","v":{"$error":"#N/A"}},1]
[null,null,{"$f":"VLOOKUP('1. Eff Raw Data'!S8216,'CAS#check'!A$2:A$190,1,FALSE)","v":{"$error":"#N/A"}},1]
[null,null,{"$f":"VLOOKUP('1. Eff Raw Data'!S8217,'CAS#check'!A$2:A$190,1,FALSE)","v":{"$error":"#N/A"}},1]
[null,null,{"$f":"VLOOKUP('1. Eff Raw Data'!S8218,'CAS#check'!A$2:A$190,1,FALSE)","v":{"$error":"#N/A"}},1]
[null,null,{"$f":"VLOOKUP('1. Eff Raw Data'!S8219,'CAS#check'!A$2:A$190,1,FALSE)","v":{"$error":"#N/A"}},1]
[null,null,{"$f":"VLOOKUP('1. Eff Raw Data'!S8220,'CAS#check'!A$2:A$190,1,FALSE)","v":{"$error":"#N/A"}},1]
[null,null,{"$f":"VLOOKUP('1. Eff Raw Data'!S8221,'CAS#check'!A$2:A$190,1,FALSE)","v":{"$error":"#N/A"}},1]
[null,null,{"$f":"VLOOKUP('1. Eff Raw Data'!S8222,'CAS#check'!A$2:A$190,1,FALSE)","v":{"$error":"#N/A"}},1]
[null,null,{"$f":"VLOOKUP('1. Eff Raw Data'!S8223,'CAS#check'!A$2:A$190,1,FALSE)","v":{"$error":"#N/A"}},1]
[null,null,{"$f":"VLOOKUP('1. Eff Raw Data'!S8224,'CAS#check'!A$2:A$190,1,FALSE)","v":{"$error":"#N/A"}},1]
[null,null,{"$f":"VLOOKUP('1. Eff Raw Data'!S8225,'CAS#check'!A$2:A$190,1,FALSE)","v":{"$error":"#N/A"}},1]
[null,null,{"$f":"VLOOKUP('1. Eff Raw Data'!S8226,'CAS#check'!A$2:A$190,1,FALSE)","v":{"$error":"#N/A"}},1]
[null,null,{"$f":"VLOOKUP('1. Eff Raw Data'!S8227,'CAS#check'!A$2:A$190,1,FALSE)","v":{"$error":"#N/A"}},1]
[null,null,{"$f":"VLOOKUP('1. Eff Raw Data'!S8228,'CAS#check'!A$2:A$190,1,FALSE)","v":{"$error":"#N/A"}},1]
[null,null,{"$f":"VLOOKUP('1. Eff Raw Data'!S8229,'CAS#check'!A$2:A$190,1,FALSE)","v":{"$error":"#N/A"}},1]
[null,null,{"$f":"VLOOKUP('1. Eff Raw Data'!S8230,'CAS#check'!A$2:A$190,1,FALSE)","v":{"$error":"#N/A"}},1]
[null,null,{"$f":"VLOOKUP('1. Eff Raw Data'!S8231,'CAS#check'!A$2:A$190,1,FALSE)","v":{"$error":"#N/A"}},1]
[null,null,{"$f":"VLOOKUP('1. Eff Raw Data'!S8232,'CAS#check'!A$2:A$190,1,FALSE)","v":{"$error":"#N/A"}},1]
[null,null,{"$f":"VLOOKUP('1. Eff Raw Data'!S8233,'CAS#check'!A$2:A$190,1,FALSE)","v":{"$error":"#N/A"}},1]
[null,null,{"$f":"VLOOKUP('1. Eff Raw Data'!S8234,'CAS#check'!A$2:A$190,1,FALSE)","v":{"$error":"#N/A"}},1]
[null,null,{"$f":"VLOOKUP('1. Eff Raw Data'!S8235,'CAS#check'!A$2:A$190,1,FALSE)","v":{"$error":"#N/A"}},1]
[null,null,{"$f":"VLOOKUP('1. Eff Raw Data'!S8236,'CAS#check'!A$2:A$190,1,FALSE)","v":{"$error":"#N/A"}},1]
[null,null,{"$f":"VLOOKUP('1. Eff Raw Data'!S8237,'CAS#check'!A$2:A$190,1,FALSE)","v":{"$error":"#N/A"}},1]
[null,null,{"$f":"VLOOKUP('1. Eff Raw Data'!S8238,'CAS#check'!A$2:A$190,1,FALSE)","v":{"$error":"#N/A"}},1]
[null,null,{"$f":"VLOOKUP('1. Eff Raw Data'!S8239,'CAS#check'!A$2:A$190,1,FALSE)","v":{"$error":"#N/A"}},1]
[null,null,{"$f":"VLOOKUP('1. Eff Raw Data'!S8240,'CAS#check'!A$2:A$190,1,FALSE)","v":{"$error":"#N/A"}},1]
[null,null,{"$f":"VLOOKUP('1. Eff Raw Data'!S8241,'CAS#check'!A$2:A$190,1,FALSE)","v":{"$error":"#N/A"}},1]
[null,null,{"$f":"VLOOKUP('1. Eff Raw Data'!S8242,'CAS#check'!A$2:A$190,1,FALSE)","v":{"$error":"#N/A"}},1]
[null,null,{"$f":"VLOOKUP('1. Eff Raw Data'!S8243,'CAS#check'!A$2:A$190,1,FALSE)","v":{"$error":"#N/A"}},1]
[null,null,{"$f":"VLOOKUP('1. Eff Raw Data'!S8244,'CAS#check'!A$2:A$190,1,FALSE)","v":{"$error":"#N/A"}},1]
[null,null,{"$f":"VLOOKUP('1. Eff Raw Data'!S8245,'CAS#check'!A$2:A$190,1,FALSE)","v":{"$error":"#N/A"}},1]
[null,null,{"$f":"VLOOKUP('1. Eff Raw Data'!S8246,'CAS#check'!A$2:A$190,1,FALSE)","v":{"$error":"#N/A"}},1]
[null,null,{"$f":"VLOOKUP('1. Eff Raw Data'!S8247,'CAS#check'!A$2:A$190,1,FALSE)","v":{"$error":"#N/A"}},1]
[null,null,{"$f":"VLOOKUP('1. Eff Raw Data'!S8248,'CAS#check'!A$2:A$190,1,FALSE)","v":{"$error":"#N/A"}},1]
[null,null,{"$f":"VLOOKUP('1. Eff Raw Data'!S8249,'CAS#check'!A$2:A$190,1,FALSE)","v":{"$error":"#N/A"}},1]
[null,null,{"$f":"VLOOKUP('1. Eff Raw Data'!S8250,'CAS#check'!A$2:A$190,1,FALSE)","v":{"$error":"#N/A"}},1]
[null,null,{"$f":"VLOOKUP('1. Eff Raw Data'!S8251,'CAS#check'!A$2:A$190,1,FALSE)","v":{"$error":"#N/A"}},1]
[null,null,{"$f":"VLOOKUP('1. Eff Raw Data'!S8252,'CAS#check'!A$2:A$190,1,FALSE)","v":{"$error":"#N/A"}},1]
[null,null,{"$f":"VLOOKUP('1. Eff Raw Data'!S8253,'CAS#check'!A$2:A$190,1,FALSE)","v":{"$error":"#N/A"}},{"$f":"IFERROR(_xlfn.IFNA(0*C8253,1),0)","v":1}]
[null,null,{"$f":"VLOOKUP('1. Eff Raw Data'!S8254,'CAS#check'!A$2:A$190,1,FALSE)","v":{"$error":"#N/A"}},1]
[null,null,{"$f":"VLOOKUP('1. Eff Raw Data'!S8255,'CAS#check'!A$2:A$190,1,FALSE)","v":{"$error":"#N/A"}},1]
[null,null,{"$f":"VLOOKUP('1. Eff Raw Data'!S8256,'CAS#check'!A$2:A$190,1,FALSE)","v":{"$error":"#N/A"}},1]
[null,null,{"$f":"VLOOKUP('1. Eff Raw Data'!S8257,'CAS#check'!A$2:A$190,1,FALSE)","v":{"$error":"#N/A"}},1]
[null,null,{"$f":"VLOOKUP('1. Eff Raw Data'!S8258,'CAS#check'!A$2:A$190,1,FALSE)","v":{"$error":"#N/A"}},1]
[null,null,{"$f":"VLOOKUP('1. Eff Raw Data'!S8259,'CAS#check'!A$2:A$190,1,FALSE)","v":{"$error":"#N/A"}},1]
[null,null,{"$f":"VLOOKUP('1. Eff Raw Data'!S8260,'CAS#check'!A$2:A$190,1,FALSE)","v":{"$error":"#N/A"}},1]
[null,null,{"$f":"VLOOKUP('1. Eff Raw Data'!S8261,'CAS#check'!A$2:A$190,1,FALSE)","v":{"$error":"#N/A"}},1]
[null,null,{"$f":"VLOOKUP('1. Eff Raw Data'!S8262,'CAS#check'!A$2:A$190,1,FALSE)","v":{"$error":"#N/A"}},1]
[null,null,{"$f":"VLOOKUP('1. Eff Raw Data'!S8263,'CAS#check'!A$2:A$190,1,FALSE)","v":{"$error":"#N/A"}},1]
[null,null,{"$f":"VLOOKUP('1. Eff Raw Data'!S8264,'CAS#check'!A$2:A$190,1,FALSE)","v":{"$error":"#N/A"}},1]
[null,null,{"$f":"VLOOKUP('1. Eff Raw Data'!S8265,'CAS#check'!A$2:A$190,1,FALSE)","v":{"$error":"#N/A"}},1]
[null,null,{"$f":"VLOOKUP('1. Eff Raw Data'!S8266,'CAS#check'!A$2:A$190,1,FALSE)","v":{"$error":"#N/A"}},1]
[null,null,{"$f":"VLOOKUP('1. Eff Raw Data'!S8267,'CAS#check'!A$2:A$190,1,FALSE)","v":{"$error":"#N/A"}},1]
[null,null,{"$f":"VLOOKUP('1. Eff Raw Data'!S8268,'CAS#check'!A$2:A$190,1,FALSE)","v":{"$error":"#N/A"}},1]
[null,null,{"$f":"VLOOKUP('1. Eff Raw Data'!S8269,'CAS#check'!A$2:A$190,1,FALSE)","v":{"$error":"#N/A"}},1]
[null,null,{"$f":"VLOOKUP('1. Eff Raw Data'!S8270,'CAS#check'!A$2:A$190,1,FALSE)","v":{"$error":"#N/A"}},1]
[null,null,{"$f":"VLOOKUP('1. Eff Raw Data'!S8271,'CAS#check'!A$2:A$190,1,FALSE)","v":{"$error":"#N/A"}},1]
[null,null,{"$f":"VLOOKUP('1. Eff Raw Data'!S8272,'CAS#check'!A$2:A$190,1,FALSE)","v":{"$error":"#N/A"}},1]
[null,null,{"$f":"VLOOKUP('1. Eff Raw Data'!S8273,'CAS#check'!A$2:A$190,1,FALSE)","v":{"$error":"#N/A"}},1]
[null,null,{"$f":"VLOOKUP('1. Eff Raw Data'!S8274,'CAS#check'!A$2:A$190,1,FALSE)","v":{"$error":"#N/A"}},1]
[null,null,{"$f":"VLOOKUP('1. Eff Raw Data'!S8275,'CAS#check'!A$2:A$190,1,FALSE)","v":{"$error":"#N/A"}},1]
[null,null,{"$f":"VLOOKUP('1. Eff Raw Data'!S8276,'CAS#check'!A$2:A$190,1,FALSE)","v":{"$error":"#N/A"}},1]
[null,null,{"$f":"VLOOKUP('1. Eff Raw Data'!S8277,'CAS#check'!A$2:A$190,1,FALSE)","v":{"$error":"#N/A"}},1]
[null,null,{"$f":"VLOOKUP('1. Eff Raw Data'!S8278,'CAS#check'!A$2:A$190,1,FALSE)","v":{"$error":"#N/A"}},1]
[null,null,{"$f":"VLOOKUP('1. Eff Raw Data'!S8279,'CAS#check'!A$2:A$190,1,FALSE)","v":{"$error":"#N/A"}},1]
[null,null,{"$f":"VLOOKUP('1. Eff Raw Data'!S8280,'CAS#check'!A$2:A$190,1,FALSE)","v":{"$error":"#N/A"}},1]
[null,null,{"$f":"VLOOKUP('1. Eff Raw Data'!S8281,'CAS#check'!A$2:A$190,1,FALSE)","v":{"$error":"#N/A"}},1]
[null,null,{"$f":"VLOOKUP('1. Eff Raw Data'!S8282,'CAS#check'!A$2:A$190,1,FALSE)","v":{"$error":"#N/A"}},1]
[null,null,{"$f":"VLOOKUP('1. Eff Raw Data'!S8283,'CAS#check'!A$2:A$190,1,FALSE)","v":{"$error":"#N/A"}},1]
[null,null,{"$f":"VLOOKUP('1. Eff Raw Data'!S8284,'CAS#check'!A$2:A$190,1,FALSE)","v":{"$error":"#N/A"}},1]
[null,null,{"$f":"VLOOKUP('1. Eff Raw Data'!S8285,'CAS#check'!A$2:A$190,1,FALSE)","v":{"$error":"#N/A"}},1]
[null,null,{"$f":"VLOOKUP('1. Eff Raw Data'!S8286,'CAS#check'!A$2:A$190,1,FALSE)","v":{"$error":"#N/A"}},1]
[null,null,{"$f":"VLOOKUP('1. Eff Raw Data'!S8287,'CAS#check'!A$2:A$190,1,FALSE)","v":{"$error":"#N/A"}},1]
[null,null,{"$f":"VLOOKUP('1. Eff Raw Data'!S8288,'CAS#check'!A$2:A$190,1,FALSE)","v":{"$error":"#N/A"}},1]
[null,null,{"$f":"VLOOKUP('1. Eff Raw Data'!S8289,'CAS#check'!A$2:A$190,1,FALSE)","v":{"$error":"#N/A"}},1]
[null,null,{"$f":"VLOOKUP('1. Eff Raw Data'!S8290,'CAS#check'!A$2:A$190,1,FALSE)","v":{"$error":"#N/A"}},1]
[null,null,{"$f":"VLOOKUP('1. Eff Raw Data'!S8291,'CAS#check'!A$2:A$190,1,FALSE)","v":{"$error":"#N/A"}},1]
[null,null,{"$f":"VLOOKUP('1. Eff Raw Data'!S8292,'CAS#check'!A$2:A$190,1,FALSE)","v":{"$error":"#N/A"}},1]
[null,null,{"$f":"VLOOKUP('1. Eff Raw Data'!S8293,'CAS#check'!A$2:A$190,1,FALSE)","v":{"$error":"#N/A"}},1]
[null,null,{"$f":"VLOOKUP('1. Eff Raw Data'!S8294,'CAS#check'!A$2:A$190,1,FALSE)","v":{"$error":"#N/A"}},1]
[null,null,{"$f":"VLOOKUP('1. Eff Raw Data'!S8295,'CAS#check'!A$2:A$190,1,FALSE)","v":{"$error":"#N/A"}},1]
[null,null,{"$f":"VLOOKUP('1. Eff Raw Data'!S8296,'CAS#check'!A$2:A$190,1,FALSE)","v":{"$error":"#N/A"}},1]
[null,null,{"$f":"VLOOKUP('1. Eff Raw Data'!S8297,'CAS#check'!A$2:A$190,1,FALSE)","v":{"$error":"#N/A"}},1]
[null,null,{"$f":"VLOOKUP('1. Eff Raw Data'!S8298,'CAS#check'!A$2:A$190,1,FALSE)","v":{"$error":"#N/A"}},1]
[null,null,{"$f":"VLOOKUP('1. Eff Raw Data'!S8299,'CAS#check'!A$2:A$190,1,FALSE)","v":{"$error":"#N/A"}},1]
[null,null,{"$f":"VLOOKUP('1. Eff Raw Data'!S8300,'CAS#check'!A$2:A$190,1,FALSE)","v":{"$error":"#N/A"}},1]
[null,null,{"$f":"VLOOKUP('1. Eff Raw Data'!S8301,'CAS#check'!A$2:A$190,1,FALSE)","v":{"$error":"#N/A"}},1]
[null,null,{"$f":"VLOOKUP('1. Eff Raw Data'!S8302,'CAS#check'!A$2:A$190,1,FALSE)","v":{"$error":"#N/A"}},1]
[null,null,{"$f":"VLOOKUP('1. Eff Raw Data'!S8303,'CAS#check'!A$2:A$190,1,FALSE)","v":{"$error":"#N/A"}},1]
[null,null,{"$f":"VLOOKUP('1. Eff Raw Data'!S8304,'CAS#check'!A$2:A$190,1,FALSE)","v":{"$error":"#N/A"}},1]
[null,null,{"$f":"VLOOKUP('1. Eff Raw Data'!S8305,'CAS#check'!A$2:A$190,1,FALSE)","v":{"$error":"#N/A"}},1]
[null,null,{"$f":"VLOOKUP('1. Eff Raw Data'!S8306,'CAS#check'!A$2:A$190,1,FALSE)","v":{"$error":"#N/A"}},1]
[null,null,{"$f":"VLOOKUP('1. Eff Raw Data'!S8307,'CAS#check'!A$2:A$190,1,FALSE)","v":{"$error":"#N/A"}},1]
[null,null,{"$f":"VLOOKUP('1. Eff Raw Data'!S8308,'CAS#check'!A$2:A$190,1,FALSE)","v":{"$error":"#N/A"}},1]
[null,null,{"$f":"VLOOKUP('1. Eff Raw Data'!S8309,'CAS#check'!A$2:A$190,1,FALSE)","v":{"$error":"#N/A"}},1]
[null,null,{"$f":"VLOOKUP('1. Eff Raw Data'!S8310,'CAS#check'!A$2:A$190,1,FALSE)","v":{"$error":"#N/A"}},1]
[null,null,{"$f":"VLOOKUP('1. Eff Raw Data'!S8311,'CAS#check'!A$2:A$190,1,FALSE)","v":{"$error":"#N/A"}},1]
[null,null,{"$f":"VLOOKUP('1. Eff Raw Data'!S8312,'CAS#check'!A$2:A$190,1,FALSE)","v":{"$error":"#N/A"}},1]
[null,null,{"$f":"VLOOKUP('1. Eff Raw Data'!S8313,'CAS#check'!A$2:A$190,1,FALSE)","v":{"$error":"#N/A"}},1]
[null,null,{"$f":"VLOOKUP('1. Eff Raw Data'!S8314,'CAS#check'!A$2:A$190,1,FALSE)","v":{"$error":"#N/A"}},1]
[null,null,{"$f":"VLOOKUP('1. Eff Raw Data'!S8315,'CAS#check'!A$2:A$190,1,FALSE)","v":{"$error":"#N/A"}},1]
[null,null,{"$f":"VLOOKUP('1. Eff Raw Data'!S8316,'CAS#check'!A$2:A$190,1,FALSE)","v":{"$error":"#N/A"}},1]
[null,null,{"$f":"VLOOKUP('1. Eff Raw Data'!S8317,'CAS#check'!A$2:A$190,1,FALSE)","v":{"$error":"#N/A"}},{"$f":"IFERROR(_xlfn.IFNA(0*C8317,1),0)","v":1}]
[null,null,{"$f":"VLOOKUP('1. Eff Raw Data'!S8318,'CAS#check'!A$2:A$190,1,FALSE)","v":{"$error":"#N/A"}},1]
[null,null,{"$f":"VLOOKUP('1. Eff Raw Data'!S8319,'CAS#check'!A$2:A$190,1,FALSE)","v":{"$error":"#N/A"}},1]
[null,null,{"$f":"VLOOKUP('1. Eff Raw Data'!S8320,'CAS#check'!A$2:A$190,1,FALSE)","v":{"$error":"#N/A"}},1]
[null,null,{"$f":"VLOOKUP('1. Eff Raw Data'!S8321,'CAS#check'!A$2:A$190,1,FALSE)","v":{"$error":"#N/A"}},1]
[null,null,{"$f":"VLOOKUP('1. Eff Raw Data'!S8322,'CAS#check'!A$2:A$190,1,FALSE)","v":{"$error":"#N/A"}},1]
[null,null,{"$f":"VLOOKUP('1. Eff Raw Data'!S8323,'CAS#check'!A$2:A$190,1,FALSE)","v":{"$error":"#N/A"}},1]
[null,null,{"$f":"VLOOKUP('1. Eff Raw Data'!S8324,'CAS#check'!A$2:A$190,1,FALSE)","v":{"$error":"#N/A"}},1]
[null,null,{"$f":"VLOOKUP('1. Eff Raw Data'!S8325,'CAS#check'!A$2:A$190,1,FALSE)","v":{"$error":"#N/A"}},1]
[null,null,{"$f":"VLOOKUP('1. Eff Raw Data'!S8326,'CAS#check'!A$2:A$190,1,FALSE)","v":{"$error":"#N/A"}},1]
[null,null,{"$f":"VLOOKUP('1. Eff Raw Data'!S8327,'CAS#check'!A$2:A$190,1,FALSE)","v":{"$error":"#N/A"}},1]
[null,null,{"$f":"VLOOKUP('1. Eff Raw Data'!S8328,'CAS#check'!A$2:A$190,1,FALSE)","v":{"$error":"#N/A"}},1]
[null,null,{"$f":"VLOOKUP('1. Eff Raw Data'!S8329,'CAS#check'!A$2:A$190,1,FALSE)","v":{"$error":"#N/A"}},1]
[null,null,{"$f":"VLOOKUP('1. Eff Raw Data'!S8330,'CAS#check'!A$2:A$190,1,FALSE)","v":{"$error":"#N/A"}},1]
[null,null,{"$f":"VLOOKUP('1. Eff Raw Data'!S8331,'CAS#check'!A$2:A$190,1,FALSE)","v":{"$error":"#N/A"}},1]
[null,null,{"$f":"VLOOKUP('1. Eff Raw Data'!S8332,'CAS#check'!A$2:A$190,1,FALSE)","v":{"$error":"#N/A"}},1]
[null,null,{"$f":"VLOOKUP('1. Eff Raw Data'!S8333,'CAS#check'!A$2:A$190,1,FALSE)","v":{"$error":"#N/A"}},1]
[null,null,{"$f":"VLOOKUP('1. Eff Raw Data'!S8334,'CAS#check'!A$2:A$190,1,FALSE)","v":{"$error":"#N/A"}},1]
[null,null,{"$f":"VLOOKUP('1. Eff Raw Data'!S8335,'CAS#check'!A$2:A$190,1,FALSE)","v":{"$error":"#N/A"}},1]
[null,null,{"$f":"VLOOKUP('1. Eff Raw Data'!S8336,'CAS#check'!A$2:A$190,1,FALSE)","v":{"$error":"#N/A"}},1]
[null,null,{"$f":"VLOOKUP('1. Eff Raw Data'!S8337,'CAS#check'!A$2:A$190,1,FALSE)","v":{"$error":"#N/A"}},1]
[null,null,{"$f":"VLOOKUP('1. Eff Raw Data'!S8338,'CAS#check'!A$2:A$190,1,FALSE)","v":{"$error":"#N/A"}},1]
[null,null,{"$f":"VLOOKUP('1. Eff Raw Data'!S8339,'CAS#check'!A$2:A$190,1,FALSE)","v":{"$error":"#N/A"}},1]
[null,null,{"$f":"VLOOKUP('1. Eff Raw Data'!S8340,'CAS#check'!A$2:A$190,1,FALSE)","v":{"$error":"#N/A"}},1]
[null,null,{"$f":"VLOOKUP('1. Eff Raw Data'!S8341,'CAS#check'!A$2:A$190,1,FALSE)","v":{"$error":"#N/A"}},1]
[null,null,{"$f":"VLOOKUP('1. Eff Raw Data'!S8342,'CAS#check'!A$2:A$190,1,FALSE)","v":{"$error":"#N/A"}},1]
[null,null,{"$f":"VLOOKUP('1. Eff Raw Data'!S8343,'CAS#check'!A$2:A$190,1,FALSE)","v":{"$error":"#N/A"}},1]
[null,null,{"$f":"VLOOKUP('1. Eff Raw Data'!S8344,'CAS#check'!A$2:A$190,1,FALSE)","v":{"$error":"#N/A"}},1]
[null,null,{"$f":"VLOOKUP('1. Eff Raw Data'!S8345,'CAS#check'!A$2:A$190,1,FALSE)","v":{"$error":"#N/A"}},1]
[null,null,{"$f":"VLOOKUP('1. Eff Raw Data'!S8346,'CAS#check'!A$2:A$190,1,FALSE)","v":{"$error":"#N/A"}},1]
[null,null,{"$f":"VLOOKUP('1. Eff Raw Data'!S8347,'CAS#check'!A$2:A$190,1,FALSE)","v":{"$error":"#N/A"}},1]
[null,null,{"$f":"VLOOKUP('1. Eff Raw Data'!S8348,'CAS#check'!A$2:A$190,1,FALSE)","v":{"$error":"#N/A"}},1]
[null,null,{"$f":"VLOOKUP('1. Eff Raw Data'!S8349,'CAS#check'!A$2:A$190,1,FALSE)","v":{"$error":"#N/A"}},1]
[null,null,{"$f":"VLOOKUP('1. Eff Raw Data'!S8350,'CAS#check'!A$2:A$190,1,FALSE)","v":{"$error":"#N/A"}},1]
[null,null,{"$f":"VLOOKUP('1. Eff Raw Data'!S8351,'CAS#check'!A$2:A$190,1,FALSE)","v":{"$error":"#N/A"}},1]
[null,null,{"$f":"VLOOKUP('1. Eff Raw Data'!S8352,'CAS#check'!A$2:A$190,1,FALSE)","v":{"$error":"#N/A"}},1]
[null,null,{"$f":"VLOOKUP('1. Eff Raw Data'!S8353,'CAS#check'!A$2:A$190,1,FALSE)","v":{"$error":"#N/A"}},1]
[null,null,{"$f":"VLOOKUP('1. Eff Raw Data'!S8354,'CAS#check'!A$2:A$190,1,FALSE)","v":{"$error":"#N/A"}},1]
[null,null,{"$f":"VLOOKUP('1. Eff Raw Data'!S8355,'CAS#check'!A$2:A$190,1,FALSE)","v":{"$error":"#N/A"}},1]
[null,null,{"$f":"VLOOKUP('1. Eff Raw Data'!S8356,'CAS#check'!A$2:A$190,1,FALSE)","v":{"$error":"#N/A"}},1]
[null,null,{"$f":"VLOOKUP('1. Eff Raw Data'!S8357,'CAS#check'!A$2:A$190,1,FALSE)","v":{"$error":"#N/A"}},1]
[null,null,{"$f":"VLOOKUP('1. Eff Raw Data'!S8358,'CAS#check'!A$2:A$190,1,FALSE)","v":{"$error":"#N/A"}},1]
[null,null,{"$f":"VLOOKUP('1. Eff Raw Data'!S8359,'CAS#check'!A$2:A$190,1,FALSE)","v":{"$error":"#N/A"}},1]
[null,null,{"$f":"VLOOKUP('1. Eff Raw Data'!S8360,'CAS#check'!A$2:A$190,1,FALSE)","v":{"$error":"#N/A"}},1]
[null,null,{"$f":"VLOOKUP('1. Eff Raw Data'!S8361,'CAS#check'!A$2:A$190,1,FALSE)","v":{"$error":"#N/A"}},1]
[null,null,{"$f":"VLOOKUP('1. Eff Raw Data'!S8362,'CAS#check'!A$2:A$190,1,FALSE)","v":{"$error":"#N/A"}},1]
[null,null,{"$f":"VLOOKUP('1. Eff Raw Data'!S8363,'CAS#check'!A$2:A$190,1,FALSE)","v":{"$error":"#N/A"}},1]
[null,null,{"$f":"VLOOKUP('1. Eff Raw Data'!S8364,'CAS#check'!A$2:A$190,1,FALSE)","v":{"$error":"#N/A"}},1]
[null,null,{"$f":"VLOOKUP('1. Eff Raw Data'!S8365,'CAS#check'!A$2:A$190,1,FALSE)","v":{"$error":"#N/A"}},1]
[null,null,{"$f":"VLOOKUP('1. Eff Raw Data'!S8366,'CAS#check'!A$2:A$190,1,FALSE)","v":{"$error":"#N/A"}},1]
[null,null,{"$f":"VLOOKUP('1. Eff Raw Data'!S8367,'CAS#check'!A$2:A$190,1,FALSE)","v":{"$error":"#N/A"}},1]
[null,null,{"$f":"VLOOKUP('1. Eff Raw Data'!S8368,'CAS#check'!A$2:A$190,1,FALSE)","v":{"$error":"#N/A"}},1]
[null,null,{"$f":"VLOOKUP('1. Eff Raw Data'!S8369,'CAS#check'!A$2:A$190,1,FALSE)","v":{"$error":"#N/A"}},1]
[null,null,{"$f":"VLOOKUP('1. Eff Raw Data'!S8370,'CAS#check'!A$2:A$190,1,FALSE)","v":{"$error":"#N/A"}},1]
[null,null,{"$f":"VLOOKUP('1. Eff Raw Data'!S8371,'CAS#check'!A$2:A$190,1,FALSE)","v":{"$error":"#N/A"}},1]
[null,null,{"$f":"VLOOKUP('1. Eff Raw Data'!S8372,'CAS#check'!A$2:A$190,1,FALSE)","v":{"$error":"#N/A"}},1]
[null,null,{"$f":"VLOOKUP('1. Eff Raw Data'!S8373,'CAS#check'!A$2:A$190,1,FALSE)","v":{"$error":"#N/A"}},1]
[null,null,{"$f":"VLOOKUP('1. Eff Raw Data'!S8374,'CAS#check'!A$2:A$190,1,FALSE)","v":{"$error":"#N/A"}},1]
[null,null,{"$f":"VLOOKUP('1. Eff Raw Data'!S8375,'CAS#check'!A$2:A$190,1,FALSE)","v":{"$error":"#N/A"}},1]
[null,null,{"$f":"VLOOKUP('1. Eff Raw Data'!S8376,'CAS#check'!A$2:A$190,1,FALSE)","v":{"$error":"#N/A"}},1]
[null,null,{"$f":"VLOOKUP('1. Eff Raw Data'!S8377,'CAS#check'!A$2:A$190,1,FALSE)","v":{"$error":"#N/A"}},1]
[null,null,{"$f":"VLOOKUP('1. Eff Raw Data'!S8378,'CAS#check'!A$2:A$190,1,FALSE)","v":{"$error":"#N/A"}},1]
[null,null,{"$f":"VLOOKUP('1. Eff Raw Data'!S8379,'CAS#check'!A$2:A$190,1,FALSE)","v":{"$error":"#N/A"}},1]
[null,null,{"$f":"VLOOKUP('1. Eff Raw Data'!S8380,'CAS#check'!A$2:A$190,1,FALSE)","v":{"$error":"#N/A"}},1]
[null,null,{"$f":"VLOOKUP('1. Eff Raw Data'!S8381,'CAS#check'!A$2:A$190,1,FALSE)","v":{"$error":"#N/A"}},{"$f":"IFERROR(_xlfn.IFNA(0*C8381,1),0)","v":1}]
[null,null,{"$f":"VLOOKUP('1. Eff Raw Data'!S8382,'CAS#check'!A$2:A$190,1,FALSE)","v":{"$error":"#N/A"}},1]
[null,null,{"$f":"VLOOKUP('1. Eff Raw Data'!S8383,'CAS#check'!A$2:A$190,1,FALSE)","v":{"$error":"#N/A"}},1]
[null,null,{"$f":"VLOOKUP('1. Eff Raw Data'!S8384,'CAS#check'!A$2:A$190,1,FALSE)","v":{"$error":"#N/A"}},1]
[null,null,{"$f":"VLOOKUP('1. Eff Raw Data'!S8385,'CAS#check'!A$2:A$190,1,FALSE)","v":{"$error":"#N/A"}},1]
[null,null,{"$f":"VLOOKUP('1. Eff Raw Data'!S8386,'CAS#check'!A$2:A$190,1,FALSE)","v":{"$error":"#N/A"}},1]
[null,null,{"$f":"VLOOKUP('1. Eff Raw Data'!S8387,'CAS#check'!A$2:A$190,1,FALSE)","v":{"$error":"#N/A"}},1]
[null,null,{"$f":"VLOOKUP('1. Eff Raw Data'!S8388,'CAS#check'!A$2:A$190,1,FALSE)","v":{"$error":"#N/A"}},1]
[null,null,{"$f":"VLOOKUP('1. Eff Raw Data'!S8389,'CAS#check'!A$2:A$190,1,FALSE)","v":{"$error":"#N/A"}},1]
[null,null,{"$f":"VLOOKUP('1. Eff Raw Data'!S8390,'CAS#check'!A$2:A$190,1,FALSE)","v":{"$error":"#N/A"}},1]
[null,null,{"$f":"VLOOKUP('1. Eff Raw Data'!S8391,'CAS#check'!A$2:A$190,1,FALSE)","v":{"$error":"#N/A"}},1]
[null,null,{"$f":"VLOOKUP('1. Eff Raw Data'!S8392,'CAS#check'!A$2:A$190,1,FALSE)","v":{"$error":"#N/A"}},1]
[null,null,{"$f":"VLOOKUP('1. Eff Raw Data'!S8393,'CAS#check'!A$2:A$190,1,FALSE)","v":{"$error":"#N/A"}},1]
[null,null,{"$f":"VLOOKUP('1. Eff Raw Data'!S8394,'CAS#check'!A$2:A$190,1,FALSE)","v":{"$error":"#N/A"}},1]
[null,null,{"$f":"VLOOKUP('1. Eff Raw Data'!S8395,'CAS#check'!A$2:A$190,1,FALSE)","v":{"$error":"#N/A"}},1]
[null,null,{"$f":"VLOOKUP('1. Eff Raw Data'!S8396,'CAS#check'!A$2:A$190,1,FALSE)","v":{"$error":"#N/A"}},1]
[null,null,{"$f":"VLOOKUP('1. Eff Raw Data'!S8397,'CAS#check'!A$2:A$190,1,FALSE)","v":{"$error":"#N/A"}},1]
[null,null,{"$f":"VLOOKUP('1. Eff Raw Data'!S8398,'CAS#check'!A$2:A$190,1,FALSE)","v":{"$error":"#N/A"}},1]
[null,null,{"$f":"VLOOKUP('1. Eff Raw Data'!S8399,'CAS#check'!A$2:A$190,1,FALSE)","v":{"$error":"#N/A"}},1]
[null,null,{"$f":"VLOOKUP('1. Eff Raw Data'!S8400,'CAS#check'!A$2:A$190,1,FALSE)","v":{"$error":"#N/A"}},1]
[null,null,{"$f":"VLOOKUP('1. Eff Raw Data'!S8401,'CAS#check'!A$2:A$190,1,FALSE)","v":{"$error":"#N/A"}},1]
[null,null,{"$f":"VLOOKUP('1. Eff Raw Data'!S8402,'CAS#check'!A$2:A$190,1,FALSE)","v":{"$error":"#N/A"}},1]
[null,null,{"$f":"VLOOKUP('1. Eff Raw Data'!S8403,'CAS#check'!A$2:A$190,1,FALSE)","v":{"$error":"#N/A"}},1]
[null,null,{"$f":"VLOOKUP('1. Eff Raw Data'!S8404,'CAS#check'!A$2:A$190,1,FALSE)","v":{"$error":"#N/A"}},1]
[null,null,{"$f":"VLOOKUP('1. Eff Raw Data'!S8405,'CAS#check'!A$2:A$190,1,FALSE)","v":{"$error":"#N/A"}},1]
[null,null,{"$f":"VLOOKUP('1. Eff Raw Data'!S8406,'CAS#check'!A$2:A$190,1,FALSE)","v":{"$error":"#N/A"}},1]
[null,null,{"$f":"VLOOKUP('1. Eff Raw Data'!S8407,'CAS#check'!A$2:A$190,1,FALSE)","v":{"$error":"#N/A"}},1]
[null,null,{"$f":"VLOOKUP('1. Eff Raw Data'!S8408,'CAS#check'!A$2:A$190,1,FALSE)","v":{"$error":"#N/A"}},1]
[null,null,{"$f":"VLOOKUP('1. Eff Raw Data'!S8409,'CAS#check'!A$2:A$190,1,FALSE)","v":{"$error":"#N/A"}},1]
[null,null,{"$f":"VLOOKUP('1. Eff Raw Data'!S8410,'CAS#check'!A$2:A$190,1,FALSE)","v":{"$error":"#N/A"}},1]
[null,null,{"$f":"VLOOKUP('1. Eff Raw Data'!S8411,'CAS#check'!A$2:A$190,1,FALSE)","v":{"$error":"#N/A"}},1]
[null,null,{"$f":"VLOOKUP('1. Eff Raw Data'!S8412,'CAS#check'!A$2:A$190,1,FALSE)","v":{"$error":"#N/A"}},1]
[null,null,{"$f":"VLOOKUP('1. Eff Raw Data'!S8413,'CAS#check'!A$2:A$190,1,FALSE)","v":{"$error":"#N/A"}},1]
[null,null,{"$f":"VLOOKUP('1. Eff Raw Data'!S8414,'CAS#check'!A$2:A$190,1,FALSE)","v":{"$error":"#N/A"}},1]
[null,null,{"$f":"VLOOKUP('1. Eff Raw Data'!S8415,'CAS#check'!A$2:A$190,1,FALSE)","v":{"$error":"#N/A"}},1]
[null,null,{"$f":"VLOOKUP('1. Eff Raw Data'!S8416,'CAS#check'!A$2:A$190,1,FALSE)","v":{"$error":"#N/A"}},1]
[null,null,{"$f":"VLOOKUP('1. Eff Raw Data'!S8417,'CAS#check'!A$2:A$190,1,FALSE)","v":{"$error":"#N/A"}},1]
[null,null,{"$f":"VLOOKUP('1. Eff Raw Data'!S8418,'CAS#check'!A$2:A$190,1,FALSE)","v":{"$error":"#N/A"}},1]
[null,null,{"$f":"VLOOKUP('1. Eff Raw Data'!S8419,'CAS#check'!A$2:A$190,1,FALSE)","v":{"$error":"#N/A"}},1]
[null,null,{"$f":"VLOOKUP('1. Eff Raw Data'!S8420,'CAS#check'!A$2:A$190,1,FALSE)","v":{"$error":"#N/A"}},1]
[null,null,{"$f":"VLOOKUP('1. Eff Raw Data'!S8421,'CAS#check'!A$2:A$190,1,FALSE)","v":{"$error":"#N/A"}},1]
[null,null,{"$f":"VLOOKUP('1. Eff Raw Data'!S8422,'CAS#check'!A$2:A$190,1,FALSE)","v":{"$error":"#N/A"}},1]
[null,null,{"$f":"VLOOKUP('1. Eff Raw Data'!S8423,'CAS#check'!A$2:A$190,1,FALSE)","v":{"$error":"#N/A"}},1]
[null,null,{"$f":"VLOOKUP('1. Eff Raw Data'!S8424,'CAS#check'!A$2:A$190,1,FALSE)","v":{"$error":"#N/A"}},1]
[null,null,{"$f":"VLOOKUP('1. Eff Raw Data'!S8425,'CAS#check'!A$2:A$190,1,FALSE)","v":{"$error":"#N/A"}},1]
[null,null,{"$f":"VLOOKUP('1. Eff Raw Data'!S8426,'CAS#check'!A$2:A$190,1,FALSE)","v":{"$error":"#N/A"}},1]
[null,null,{"$f":"VLOOKUP('1. Eff Raw Data'!S8427,'CAS#check'!A$2:A$190,1,FALSE)","v":{"$error":"#N/A"}},1]
[null,null,{"$f":"VLOOKUP('1. Eff Raw Data'!S8428,'CAS#check'!A$2:A$190,1,FALSE)","v":{"$error":"#N/A"}},1]
[null,null,{"$f":"VLOOKUP('1. Eff Raw Data'!S8429,'CAS#check'!A$2:A$190,1,FALSE)","v":{"$error":"#N/A"}},1]
[null,null,{"$f":"VLOOKUP('1. Eff Raw Data'!S8430,'CAS#check'!A$2:A$190,1,FALSE)","v":{"$error":"#N/A"}},1]
[null,null,{"$f":"VLOOKUP('1. Eff Raw Data'!S8431,'CAS#check'!A$2:A$190,1,FALSE)","v":{"$error":"#N/A"}},1]
[null,null,{"$f":"VLOOKUP('1. Eff Raw Data'!S8432,'CAS#check'!A$2:A$190,1,FALSE)","v":{"$error":"#N/A"}},1]
[null,null,{"$f":"VLOOKUP('1. Eff Raw Data'!S8433,'CAS#check'!A$2:A$190,1,FALSE)","v":{"$error":"#N/A"}},1]
[null,null,{"$f":"VLOOKUP('1. Eff Raw Data'!S8434,'CAS#check'!A$2:A$190,1,FALSE)","v":{"$error":"#N/A"}},1]
[null,null,{"$f":"VLOOKUP('1. Eff Raw Data'!S8435,'CAS#check'!A$2:A$190,1,FALSE)","v":{"$error":"#N/A"}},1]
[null,null,{"$f":"VLOOKUP('1. Eff Raw Data'!S8436,'CAS#check'!A$2:A$190,1,FALSE)","v":{"$error":"#N/A"}},1]
[null,null,{"$f":"VLOOKUP('1. Eff Raw Data'!S8437,'CAS#check'!A$2:A$190,1,FALSE)","v":{"$error":"#N/A"}},1]
[null,null,{"$f":"VLOOKUP('1. Eff Raw Data'!S8438,'CAS#check'!A$2:A$190,1,FALSE)","v":{"$error":"#N/A"}},1]
[null,null,{"$f":"VLOOKUP('1. Eff Raw Data'!S8439,'CAS#check'!A$2:A$190,1,FALSE)","v":{"$error":"#N/A"}},1]
[null,null,{"$f":"VLOOKUP('1. Eff Raw Data'!S8440,'CAS#check'!A$2:A$190,1,FALSE)","v":{"$error":"#N/A"}},1]
[null,null,{"$f":"VLOOKUP('1. Eff Raw Data'!S8441,'CAS#check'!A$2:A$190,1,FALSE)","v":{"$error":"#N/A"}},1]
[null,null,{"$f":"VLOOKUP('1. Eff Raw Data'!S8442,'CAS#check'!A$2:A$190,1,FALSE)","v":{"$error":"#N/A"}},1]
[null,null,{"$f":"VLOOKUP('1. Eff Raw Data'!S8443,'CAS#check'!A$2:A$190,1,FALSE)","v":{"$error":"#N/A"}},1]
[null,null,{"$f":"VLOOKUP('1. Eff Raw Data'!S8444,'CAS#check'!A$2:A$190,1,FALSE)","v":{"$error":"#N/A"}},1]
[null,null,{"$f":"VLOOKUP('1. Eff Raw Data'!S8445,'CAS#check'!A$2:A$190,1,FALSE)","v":{"$error":"#N/A"}},{"$f":"IFERROR(_xlfn.IFNA(0*C8445,1),0)","v":1}]
[null,null,{"$f":"VLOOKUP('1. Eff Raw Data'!S8446,'CAS#check'!A$2:A$190,1,FALSE)","v":{"$error":"#N/A"}},1]
[null,null,{"$f":"VLOOKUP('1. Eff Raw Data'!S8447,'CAS#check'!A$2:A$190,1,FALSE)","v":{"$error":"#N/A"}},1]
[null,null,{"$f":"VLOOKUP('1. Eff Raw Data'!S8448,'CAS#check'!A$2:A$190,1,FALSE)","v":{"$error":"#N/A"}},1]
[null,null,{"$f":"VLOOKUP('1. Eff Raw Data'!S8449,'CAS#check'!A$2:A$190,1,FALSE)","v":{"$error":"#N/A"}},1]
[null,null,{"$f":"VLOOKUP('1. Eff Raw Data'!S8450,'CAS#check'!A$2:A$190,1,FALSE)","v":{"$error":"#N/A"}},1]
[null,null,{"$f":"VLOOKUP('1. Eff Raw Data'!S8451,'CAS#check'!A$2:A$190,1,FALSE)","v":{"$error":"#N/A"}},1]
[null,null,{"$f":"VLOOKUP('1. Eff Raw Data'!S8452,'CAS#check'!A$2:A$190,1,FALSE)","v":{"$error":"#N/A"}},1]
[null,null,{"$f":"VLOOKUP('1. Eff Raw Data'!S8453,'CAS#check'!A$2:A$190,1,FALSE)","v":{"$error":"#N/A"}},1]
[null,null,{"$f":"VLOOKUP('1. Eff Raw Data'!S8454,'CAS#check'!A$2:A$190,1,FALSE)","v":{"$error":"#N/A"}},1]
[null,null,{"$f":"VLOOKUP('1. Eff Raw Data'!S8455,'CAS#check'!A$2:A$190,1,FALSE)","v":{"$error":"#N/A"}},1]
[null,null,{"$f":"VLOOKUP('1. Eff Raw Data'!S8456,'CAS#check'!A$2:A$190,1,FALSE)","v":{"$error":"#N/A"}},1]
[null,null,{"$f":"VLOOKUP('1. Eff Raw Data'!S8457,'CAS#check'!A$2:A$190,1,FALSE)","v":{"$error":"#N/A"}},1]
[null,null,{"$f":"VLOOKUP('1. Eff Raw Data'!S8458,'CAS#check'!A$2:A$190,1,FALSE)","v":{"$error":"#N/A"}},1]
[null,null,{"$f":"VLOOKUP('1. Eff Raw Data'!S8459,'CAS#check'!A$2:A$190,1,FALSE)","v":{"$error":"#N/A"}},1]
[null,null,{"$f":"VLOOKUP('1. Eff Raw Data'!S8460,'CAS#check'!A$2:A$190,1,FALSE)","v":{"$error":"#N/A"}},1]
[null,null,{"$f":"VLOOKUP('1. Eff Raw Data'!S8461,'CAS#check'!A$2:A$190,1,FALSE)","v":{"$error":"#N/A"}},1]
[null,null,{"$f":"VLOOKUP('1. Eff Raw Data'!S8462,'CAS#check'!A$2:A$190,1,FALSE)","v":{"$error":"#N/A"}},1]
[null,null,{"$f":"VLOOKUP('1. Eff Raw Data'!S8463,'CAS#check'!A$2:A$190,1,FALSE)","v":{"$error":"#N/A"}},1]
[null,null,{"$f":"VLOOKUP('1. Eff Raw Data'!S8464,'CAS#check'!A$2:A$190,1,FALSE)","v":{"$error":"#N/A"}},1]
[null,null,{"$f":"VLOOKUP('1. Eff Raw Data'!S8465,'CAS#check'!A$2:A$190,1,FALSE)","v":{"$error":"#N/A"}},1]
[null,null,{"$f":"VLOOKUP('1. Eff Raw Data'!S8466,'CAS#check'!A$2:A$190,1,FALSE)","v":{"$error":"#N/A"}},1]
[null,null,{"$f":"VLOOKUP('1. Eff Raw Data'!S8467,'CAS#check'!A$2:A$190,1,FALSE)","v":{"$error":"#N/A"}},1]
[null,null,{"$f":"VLOOKUP('1. Eff Raw Data'!S8468,'CAS#check'!A$2:A$190,1,FALSE)","v":{"$error":"#N/A"}},1]
[null,null,{"$f":"VLOOKUP('1. Eff Raw Data'!S8469,'CAS#check'!A$2:A$190,1,FALSE)","v":{"$error":"#N/A"}},1]
[null,null,{"$f":"VLOOKUP('1. Eff Raw Data'!S8470,'CAS#check'!A$2:A$190,1,FALSE)","v":{"$error":"#N/A"}},1]
[null,null,{"$f":"VLOOKUP('1. Eff Raw Data'!S8471,'CAS#check'!A$2:A$190,1,FALSE)","v":{"$error":"#N/A"}},1]
[null,null,{"$f":"VLOOKUP('1. Eff Raw Data'!S8472,'CAS#check'!A$2:A$190,1,FALSE)","v":{"$error":"#N/A"}},1]
[null,null,{"$f":"VLOOKUP('1. Eff Raw Data'!S8473,'CAS#check'!A$2:A$190,1,FALSE)","v":{"$error":"#N/A"}},1]
[null,null,{"$f":"VLOOKUP('1. Eff Raw Data'!S8474,'CAS#check'!A$2:A$190,1,FALSE)","v":{"$error":"#N/A"}},1]
[null,null,{"$f":"VLOOKUP('1. Eff Raw Data'!S8475,'CAS#check'!A$2:A$190,1,FALSE)","v":{"$error":"#N/A"}},1]
[null,null,{"$f":"VLOOKUP('1. Eff Raw Data'!S8476,'CAS#check'!A$2:A$190,1,FALSE)","v":{"$error":"#N/A"}},1]
[null,null,{"$f":"VLOOKUP('1. Eff Raw Data'!S8477,'CAS#check'!A$2:A$190,1,FALSE)","v":{"$error":"#N/A"}},1]
[null,null,{"$f":"VLOOKUP('1. Eff Raw Data'!S8478,'CAS#check'!A$2:A$190,1,FALSE)","v":{"$error":"#N/A"}},1]
[null,null,{"$f":"VLOOKUP('1. Eff Raw Data'!S8479,'CAS#check'!A$2:A$190,1,FALSE)","v":{"$error":"#N/A"}},1]
[null,null,{"$f":"VLOOKUP('1. Eff Raw Data'!S8480,'CAS#check'!A$2:A$190,1,FALSE)","v":{"$error":"#N/A"}},1]
[null,null,{"$f":"VLOOKUP('1. Eff Raw Data'!S8481,'CAS#check'!A$2:A$190,1,FALSE)","v":{"$error":"#N/A"}},1]
[null,null,{"$f":"VLOOKUP('1. Eff Raw Data'!S8482,'CAS#check'!A$2:A$190,1,FALSE)","v":{"$error":"#N/A"}},1]
[null,null,{"$f":"VLOOKUP('1. Eff Raw Data'!S8483,'CAS#check'!A$2:A$190,1,FALSE)","v":{"$error":"#N/A"}},1]
[null,null,{"$f":"VLOOKUP('1. Eff Raw Data'!S8484,'CAS#check'!A$2:A$190,1,FALSE)","v":{"$error":"#N/A"}},1]
[null,null,{"$f":"VLOOKUP('1. Eff Raw Data'!S8485,'CAS#check'!A$2:A$190,1,FALSE)","v":{"$error":"#N/A"}},1]
[null,null,{"$f":"VLOOKUP('1. Eff Raw Data'!S8486,'CAS#check'!A$2:A$190,1,FALSE)","v":{"$error":"#N/A"}},1]
[null,null,{"$f":"VLOOKUP('1. Eff Raw Data'!S8487,'CAS#check'!A$2:A$190,1,FALSE)","v":{"$error":"#N/A"}},1]
[null,null,{"$f":"VLOOKUP('1. Eff Raw Data'!S8488,'CAS#check'!A$2:A$190,1,FALSE)","v":{"$error":"#N/A"}},1]
[null,null,{"$f":"VLOOKUP('1. Eff Raw Data'!S8489,'CAS#check'!A$2:A$190,1,FALSE)","v":{"$error":"#N/A"}},1]
[null,null,{"$f":"VLOOKUP('1. Eff Raw Data'!S8490,'CAS#check'!A$2:A$190,1,FALSE)","v":{"$error":"#N/A"}},1]
[null,null,{"$f":"VLOOKUP('1. Eff Raw Data'!S8491,'CAS#check'!A$2:A$190,1,FALSE)","v":{"$error":"#N/A"}},1]
[null,null,{"$f":"VLOOKUP('1. Eff Raw Data'!S8492,'CAS#check'!A$2:A$190,1,FALSE)","v":{"$error":"#N/A"}},1]
[null,null,{"$f":"VLOOKUP('1. Eff Raw Data'!S8493,'CAS#check'!A$2:A$190,1,FALSE)","v":{"$error":"#N/A"}},1]
[null,null,{"$f":"VLOOKUP('1. Eff Raw Data'!S8494,'CAS#check'!A$2:A$190,1,FALSE)","v":{"$error":"#N/A"}},1]
[null,null,{"$f":"VLOOKUP('1. Eff Raw Data'!S8495,'CAS#check'!A$2:A$190,1,FALSE)","v":{"$error":"#N/A"}},1]
[null,null,{"$f":"VLOOKUP('1. Eff Raw Data'!S8496,'CAS#check'!A$2:A$190,1,FALSE)","v":{"$error":"#N/A"}},1]
[null,null,{"$f":"VLOOKUP('1. Eff Raw Data'!S8497,'CAS#check'!A$2:A$190,1,FALSE)","v":{"$error":"#N/A"}},1]
[null,null,{"$f":"VLOOKUP('1. Eff Raw Data'!S8498,'CAS#check'!A$2:A$190,1,FALSE)","v":{"$error":"#N/A"}},1]
[null,null,{"$f":"VLOOKUP('1. Eff Raw Data'!S8499,'CAS#check'!A$2:A$190,1,FALSE)","v":{"$error":"#N/A"}},1]
[null,null,{"$f":"VLOOKUP('1. Eff Raw Data'!S8500,'CAS#check'!A$2:A$190,1,FALSE)","v":{"$error":"#N/A"}},1]
[null,null,{"$f":"VLOOKUP('1. Eff Raw Data'!S8501,'CAS#check'!A$2:A$190,1,FALSE)","v":{"$error":"#N/A"}},1]
[null,null,{"$f":"VLOOKUP('1. Eff Raw Data'!S8502,'CAS#check'!A$2:A$190,1,FALSE)","v":{"$error":"#N/A"}},1]
[null,null,{"$f":"VLOOKUP('1. Eff Raw Data'!S8503,'CAS#check'!A$2:A$190,1,FALSE)","v":{"$error":"#N/A"}},1]
[null,null,{"$f":"VLOOKUP('1. Eff Raw Data'!S8504,'CAS#check'!A$2:A$190,1,FALSE)","v":{"$error":"#N/A"}},1]
[null,null,{"$f":"VLOOKUP('1. Eff Raw Data'!S8505,'CAS#check'!A$2:A$190,1,FALSE)","v":{"$error":"#N/A"}},1]
[null,null,{"$f":"VLOOKUP('1. Eff Raw Data'!S8506,'CAS#check'!A$2:A$190,1,FALSE)","v":{"$error":"#N/A"}},1]
[null,null,{"$f":"VLOOKUP('1. Eff Raw Data'!S8507,'CAS#check'!A$2:A$190,1,FALSE)","v":{"$error":"#N/A"}},1]
[null,null,{"$f":"VLOOKUP('1. Eff Raw Data'!S8508,'CAS#check'!A$2:A$190,1,FALSE)","v":{"$error":"#N/A"}},1]
[null,null,{"$f":"VLOOKUP('1. Eff Raw Data'!S8509,'CAS#check'!A$2:A$190,1,FALSE)","v":{"$error":"#N/A"}},{"$f":"IFERROR(_xlfn.IFNA(0*C8509,1),0)","v":1}]
[null,null,{"$f":"VLOOKUP('1. Eff Raw Data'!S8510,'CAS#check'!A$2:A$190,1,FALSE)","v":{"$error":"#N/A"}},1]
[null,null,{"$f":"VLOOKUP('1. Eff Raw Data'!S8511,'CAS#check'!A$2:A$190,1,FALSE)","v":{"$error":"#N/A"}},1]
[null,null,{"$f":"VLOOKUP('1. Eff Raw Data'!S8512,'CAS#check'!A$2:A$190,1,FALSE)","v":{"$error":"#N/A"}},1]
[null,null,{"$f":"VLOOKUP('1. Eff Raw Data'!S8513,'CAS#check'!A$2:A$190,1,FALSE)","v":{"$error":"#N/A"}},1]
[null,null,{"$f":"VLOOKUP('1. Eff Raw Data'!S8514,'CAS#check'!A$2:A$190,1,FALSE)","v":{"$error":"#N/A"}},1]
[null,null,{"$f":"VLOOKUP('1. Eff Raw Data'!S8515,'CAS#check'!A$2:A$190,1,FALSE)","v":{"$error":"#N/A"}},1]
[null,null,{"$f":"VLOOKUP('1. Eff Raw Data'!S8516,'CAS#check'!A$2:A$190,1,FALSE)","v":{"$error":"#N/A"}},1]
[null,null,{"$f":"VLOOKUP('1. Eff Raw Data'!S8517,'CAS#check'!A$2:A$190,1,FALSE)","v":{"$error":"#N/A"}},1]
[null,null,{"$f":"VLOOKUP('1. Eff Raw Data'!S8518,'CAS#check'!A$2:A$190,1,FALSE)","v":{"$error":"#N/A"}},1]
[null,null,{"$f":"VLOOKUP('1. Eff Raw Data'!S8519,'CAS#check'!A$2:A$190,1,FALSE)","v":{"$error":"#N/A"}},1]
[null,null,{"$f":"VLOOKUP('1. Eff Raw Data'!S8520,'CAS#check'!A$2:A$190,1,FALSE)","v":{"$error":"#N/A"}},1]
[null,null,{"$f":"VLOOKUP('1. Eff Raw Data'!S8521,'CAS#check'!A$2:A$190,1,FALSE)","v":{"$error":"#N/A"}},1]
[null,null,{"$f":"VLOOKUP('1. Eff Raw Data'!S8522,'CAS#check'!A$2:A$190,1,FALSE)","v":{"$error":"#N/A"}},1]
[null,null,{"$f":"VLOOKUP('1. Eff Raw Data'!S8523,'CAS#check'!A$2:A$190,1,FALSE)","v":{"$error":"#N/A"}},1]
[null,null,{"$f":"VLOOKUP('1. Eff Raw Data'!S8524,'CAS#check'!A$2:A$190,1,FALSE)","v":{"$error":"#N/A"}},1]
[null,null,{"$f":"VLOOKUP('1. Eff Raw Data'!S8525,'CAS#check'!A$2:A$190,1,FALSE)","v":{"$error":"#N/A"}},1]
[null,null,{"$f":"VLOOKUP('1. Eff Raw Data'!S8526,'CAS#check'!A$2:A$190,1,FALSE)","v":{"$error":"#N/A"}},1]
[null,null,{"$f":"VLOOKUP('1. Eff Raw Data'!S8527,'CAS#check'!A$2:A$190,1,FALSE)","v":{"$error":"#N/A"}},1]
[null,null,{"$f":"VLOOKUP('1. Eff Raw Data'!S8528,'CAS#check'!A$2:A$190,1,FALSE)","v":{"$error":"#N/A"}},1]
[null,null,{"$f":"VLOOKUP('1. Eff Raw Data'!S8529,'CAS#check'!A$2:A$190,1,FALSE)","v":{"$error":"#N/A"}},1]
[null,null,{"$f":"VLOOKUP('1. Eff Raw Data'!S8530,'CAS#check'!A$2:A$190,1,FALSE)","v":{"$error":"#N/A"}},1]
[null,null,{"$f":"VLOOKUP('1. Eff Raw Data'!S8531,'CAS#check'!A$2:A$190,1,FALSE)","v":{"$error":"#N/A"}},1]
[null,null,{"$f":"VLOOKUP('1. Eff Raw Data'!S8532,'CAS#check'!A$2:A$190,1,FALSE)","v":{"$error":"#N/A"}},1]
[null,null,{"$f":"VLOOKUP('1. Eff Raw Data'!S8533,'CAS#check'!A$2:A$190,1,FALSE)","v":{"$error":"#N/A"}},1]
[null,null,{"$f":"VLOOKUP('1. Eff Raw Data'!S8534,'CAS#check'!A$2:A$190,1,FALSE)","v":{"$error":"#N/A"}},1]
[null,null,{"$f":"VLOOKUP('1. Eff Raw Data'!S8535,'CAS#check'!A$2:A$190,1,FALSE)","v":{"$error":"#N/A"}},1]
[null,null,{"$f":"VLOOKUP('1. Eff Raw Data'!S8536,'CAS#check'!A$2:A$190,1,FALSE)","v":{"$error":"#N/A"}},1]
[null,null,{"$f":"VLOOKUP('1. Eff Raw Data'!S8537,'CAS#check'!A$2:A$190,1,FALSE)","v":{"$error":"#N/A"}},1]
[null,null,{"$f":"VLOOKUP('1. Eff Raw Data'!S8538,'CAS#check'!A$2:A$190,1,FALSE)","v":{"$error":"#N/A"}},1]
[null,null,{"$f":"VLOOKUP('1. Eff Raw Data'!S8539,'CAS#check'!A$2:A$190,1,FALSE)","v":{"$error":"#N/A"}},1]
[null,null,{"$f":"VLOOKUP('1. Eff Raw Data'!S8540,'CAS#check'!A$2:A$190,1,FALSE)","v":{"$error":"#N/A"}},1]
[null,null,{"$f":"VLOOKUP('1. Eff Raw Data'!S8541,'CAS#check'!A$2:A$190,1,FALSE)","v":{"$error":"#N/A"}},1]
[null,null,{"$f":"VLOOKUP('1. Eff Raw Data'!S8542,'CAS#check'!A$2:A$190,1,FALSE)","v":{"$error":"#N/A"}},1]
[null,null,{"$f":"VLOOKUP('1. Eff Raw Data'!S8543,'CAS#check'!A$2:A$190,1,FALSE)","v":{"$error":"#N/A"}},1]
[null,null,{"$f":"VLOOKUP('1. Eff Raw Data'!S8544,'CAS#check'!A$2:A$190,1,FALSE)","v":{"$error":"#N/A"}},1]
[null,null,{"$f":"VLOOKUP('1. Eff Raw Data'!S8545,'CAS#check'!A$2:A$190,1,FALSE)","v":{"$error":"#N/A"}},1]
[null,null,{"$f":"VLOOKUP('1. Eff Raw Data'!S8546,'CAS#check'!A$2:A$190,1,FALSE)","v":{"$error":"#N/A"}},1]
[null,null,{"$f":"VLOOKUP('1. Eff Raw Data'!S8547,'CAS#check'!A$2:A$190,1,FALSE)","v":{"$error":"#N/A"}},1]
[null,null,{"$f":"VLOOKUP('1. Eff Raw Data'!S8548,'CAS#check'!A$2:A$190,1,FALSE)","v":{"$error":"#N/A"}},1]
[null,null,{"$f":"VLOOKUP('1. Eff Raw Data'!S8549,'CAS#check'!A$2:A$190,1,FALSE)","v":{"$error":"#N/A"}},1]
[null,null,{"$f":"VLOOKUP('1. Eff Raw Data'!S8550,'CAS#check'!A$2:A$190,1,FALSE)","v":{"$error":"#N/A"}},1]
[null,null,{"$f":"VLOOKUP('1. Eff Raw Data'!S8551,'CAS#check'!A$2:A$190,1,FALSE)","v":{"$error":"#N/A"}},1]
[null,null,{"$f":"VLOOKUP('1. Eff Raw Data'!S8552,'CAS#check'!A$2:A$190,1,FALSE)","v":{"$error":"#N/A"}},1]
[null,null,{"$f":"VLOOKUP('1. Eff Raw Data'!S8553,'CAS#check'!A$2:A$190,1,FALSE)","v":{"$error":"#N/A"}},1]
[null,null,{"$f":"VLOOKUP('1. Eff Raw Data'!S8554,'CAS#check'!A$2:A$190,1,FALSE)","v":{"$error":"#N/A"}},1]
[null,null,{"$f":"VLOOKUP('1. Eff Raw Data'!S8555,'CAS#check'!A$2:A$190,1,FALSE)","v":{"$error":"#N/A"}},1]
[null,null,{"$f":"VLOOKUP('1. Eff Raw Data'!S8556,'CAS#check'!A$2:A$190,1,FALSE)","v":{"$error":"#N/A"}},1]
[null,null,{"$f":"VLOOKUP('1. Eff Raw Data'!S8557,'CAS#check'!A$2:A$190,1,FALSE)","v":{"$error":"#N/A"}},1]
[null,null,{"$f":"VLOOKUP('1. Eff Raw Data'!S8558,'CAS#check'!A$2:A$190,1,FALSE)","v":{"$error":"#N/A"}},1]
[null,null,{"$f":"VLOOKUP('1. Eff Raw Data'!S8559,'CAS#check'!A$2:A$190,1,FALSE)","v":{"$error":"#N/A"}},1]
[null,null,{"$f":"VLOOKUP('1. Eff Raw Data'!S8560,'CAS#check'!A$2:A$190,1,FALSE)","v":{"$error":"#N/A"}},1]
[null,null,{"$f":"VLOOKUP('1. Eff Raw Data'!S8561,'CAS#check'!A$2:A$190,1,FALSE)","v":{"$error":"#N/A"}},1]
[null,null,{"$f":"VLOOKUP('1. Eff Raw Data'!S8562,'CAS#check'!A$2:A$190,1,FALSE)","v":{"$error":"#N/A"}},1]
[null,null,{"$f":"VLOOKUP('1. Eff Raw Data'!S8563,'CAS#check'!A$2:A$190,1,FALSE)","v":{"$error":"#N/A"}},1]
[null,null,{"$f":"VLOOKUP('1. Eff Raw Data'!S8564,'CAS#check'!A$2:A$190,1,FALSE)","v":{"$error":"#N/A"}},1]
[null,null,{"$f":"VLOOKUP('1. Eff Raw Data'!S8565,'CAS#check'!A$2:A$190,1,FALSE)","v":{"$error":"#N/A"}},1]
[null,null,{"$f":"VLOOKUP('1. Eff Raw Data'!S8566,'CAS#check'!A$2:A$190,1,FALSE)","v":{"$error":"#N/A"}},1]
[null,null,{"$f":"VLOOKUP('1. Eff Raw Data'!S8567,'CAS#check'!A$2:A$190,1,FALSE)","v":{"$error":"#N/A"}},1]
[null,null,{"$f":"VLOOKUP('1. Eff Raw Data'!S8568,'CAS#check'!A$2:A$190,1,FALSE)","v":{"$error":"#N/A"}},1]
[null,null,{"$f":"VLOOKUP('1. Eff Raw Data'!S8569,'CAS#check'!A$2:A$190,1,FALSE)","v":{"$error":"#N/A"}},1]
[null,null,{"$f":"VLOOKUP('1. Eff Raw Data'!S8570,'CAS#check'!A$2:A$190,1,FALSE)","v":{"$error":"#N/A"}},1]
[null,null,{"$f":"VLOOKUP('1. Eff Raw Data'!S8571,'CAS#check'!A$2:A$190,1,FALSE)","v":{"$error":"#N/A"}},1]
[null,null,{"$f":"VLOOKUP('1. Eff Raw Data'!S8572,'CAS#check'!A$2:A$190,1,FALSE)","v":{"$error":"#N/A"}},1]
[null,null,{"$f":"VLOOKUP('1. Eff Raw Data'!S8573,'CAS#check'!A$2:A$190,1,FALSE)","v":{"$error":"#N/A"}},{"$f":"IFERROR(_xlfn.IFNA(0*C8573,1),0)","v":1}]
[null,null,{"$f":"VLOOKUP('1. Eff Raw Data'!S8574,'CAS#check'!A$2:A$190,1,FALSE)","v":{"$error":"#N/A"}},1]
[null,null,{"$f":"VLOOKUP('1. Eff Raw Data'!S8575,'CAS#check'!A$2:A$190,1,FALSE)","v":{"$error":"#N/A"}},1]
[null,null,{"$f":"VLOOKUP('1. Eff Raw Data'!S8576,'CAS#check'!A$2:A$190,1,FALSE)","v":{"$error":"#N/A"}},1]
[null,null,{"$f":"VLOOKUP('1. Eff Raw Data'!S8577,'CAS#check'!A$2:A$190,1,FALSE)","v":{"$error":"#N/A"}},1]
[null,null,{"$f":"VLOOKUP('1. Eff Raw Data'!S8578,'CAS#check'!A$2:A$190,1,FALSE)","v":{"$error":"#N/A"}},1]
[null,null,{"$f":"VLOOKUP('1. Eff Raw Data'!S8579,'CAS#check'!A$2:A$190,1,FALSE)","v":{"$error":"#N/A"}},1]
[null,null,{"$f":"VLOOKUP('1. Eff Raw Data'!S8580,'CAS#check'!A$2:A$190,1,FALSE)","v":{"$error":"#N/A"}},1]
[null,null,{"$f":"VLOOKUP('1. Eff Raw Data'!S8581,'CAS#check'!A$2:A$190,1,FALSE)","v":{"$error":"#N/A"}},1]
[null,null,{"$f":"VLOOKUP('1. Eff Raw Data'!S8582,'CAS#check'!A$2:A$190,1,FALSE)","v":{"$error":"#N/A"}},1]
[null,null,{"$f":"VLOOKUP('1. Eff Raw Data'!S8583,'CAS#check'!A$2:A$190,1,FALSE)","v":{"$error":"#N/A"}},1]
[null,null,{"$f":"VLOOKUP('1. Eff Raw Data'!S8584,'CAS#check'!A$2:A$190,1,FALSE)","v":{"$error":"#N/A"}},1]
[null,null,{"$f":"VLOOKUP('1. Eff Raw Data'!S8585,'CAS#check'!A$2:A$190,1,FALSE)","v":{"$error":"#N/A"}},1]
[null,null,{"$f":"VLOOKUP('1. Eff Raw Data'!S8586,'CAS#check'!A$2:A$190,1,FALSE)","v":{"$error":"#N/A"}},1]
[null,null,{"$f":"VLOOKUP('1. Eff Raw Data'!S8587,'CAS#check'!A$2:A$190,1,FALSE)","v":{"$error":"#N/A"}},1]
[null,null,{"$f":"VLOOKUP('1. Eff Raw Data'!S8588,'CAS#check'!A$2:A$190,1,FALSE)","v":{"$error":"#N/A"}},1]
[null,null,{"$f":"VLOOKUP('1. Eff Raw Data'!S8589,'CAS#check'!A$2:A$190,1,FALSE)","v":{"$error":"#N/A"}},1]
[null,null,{"$f":"VLOOKUP('1. Eff Raw Data'!S8590,'CAS#check'!A$2:A$190,1,FALSE)","v":{"$error":"#N/A"}},1]
[null,null,{"$f":"VLOOKUP('1. Eff Raw Data'!S8591,'CAS#check'!A$2:A$190,1,FALSE)","v":{"$error":"#N/A"}},1]
[null,null,{"$f":"VLOOKUP('1. Eff Raw Data'!S8592,'CAS#check'!A$2:A$190,1,FALSE)","v":{"$error":"#N/A"}},1]
[null,null,{"$f":"VLOOKUP('1. Eff Raw Data'!S8593,'CAS#check'!A$2:A$190,1,FALSE)","v":{"$error":"#N/A"}},1]
[null,null,{"$f":"VLOOKUP('1. Eff Raw Data'!S8594,'CAS#check'!A$2:A$190,1,FALSE)","v":{"$error":"#N/A"}},1]
[null,null,{"$f":"VLOOKUP('1. Eff Raw Data'!S8595,'CAS#check'!A$2:A$190,1,FALSE)","v":{"$error":"#N/A"}},1]
[null,null,{"$f":"VLOOKUP('1. Eff Raw Data'!S8596,'CAS#check'!A$2:A$190,1,FALSE)","v":{"$error":"#N/A"}},1]
[null,null,{"$f":"VLOOKUP('1. Eff Raw Data'!S8597,'CAS#check'!A$2:A$190,1,FALSE)","v":{"$error":"#N/A"}},1]
[null,null,{"$f":"VLOOKUP('1. Eff Raw Data'!S8598,'CAS#check'!A$2:A$190,1,FALSE)","v":{"$error":"#N/A"}},1]
[null,null,{"$f":"VLOOKUP('1. Eff Raw Data'!S8599,'CAS#check'!A$2:A$190,1,FALSE)","v":{"$error":"#N/A"}},1]
[null,null,{"$f":"VLOOKUP('1. Eff Raw Data'!S8600,'CAS#check'!A$2:A$190,1,FALSE)","v":{"$error":"#N/A"}},1]
[null,null,{"$f":"VLOOKUP('1. Eff Raw Data'!S8601,'CAS#check'!A$2:A$190,1,FALSE)","v":{"$error":"#N/A"}},1]
[null,null,{"$f":"VLOOKUP('1. Eff Raw Data'!S8602,'CAS#check'!A$2:A$190,1,FALSE)","v":{"$error":"#N/A"}},1]
[null,null,{"$f":"VLOOKUP('1. Eff Raw Data'!S8603,'CAS#check'!A$2:A$190,1,FALSE)","v":{"$error":"#N/A"}},1]
[null,null,{"$f":"VLOOKUP('1. Eff Raw Data'!S8604,'CAS#check'!A$2:A$190,1,FALSE)","v":{"$error":"#N/A"}},1]
[null,null,{"$f":"VLOOKUP('1. Eff Raw Data'!S8605,'CAS#check'!A$2:A$190,1,FALSE)","v":{"$error":"#N/A"}},1]
[null,null,{"$f":"VLOOKUP('1. Eff Raw Data'!S8606,'CAS#check'!A$2:A$190,1,FALSE)","v":{"$error":"#N/A"}},1]
[null,null,{"$f":"VLOOKUP('1. Eff Raw Data'!S8607,'CAS#check'!A$2:A$190,1,FALSE)","v":{"$error":"#N/A"}},1]
[null,null,{"$f":"VLOOKUP('1. Eff Raw Data'!S8608,'CAS#check'!A$2:A$190,1,FALSE)","v":{"$error":"#N/A"}},1]
[null,null,{"$f":"VLOOKUP('1. Eff Raw Data'!S8609,'CAS#check'!A$2:A$190,1,FALSE)","v":{"$error":"#N/A"}},1]
[null,null,{"$f":"VLOOKUP('1. Eff Raw Data'!S8610,'CAS#check'!A$2:A$190,1,FALSE)","v":{"$error":"#N/A"}},1]
[null,null,{"$f":"VLOOKUP('1. Eff Raw Data'!S8611,'CAS#check'!A$2:A$190,1,FALSE)","v":{"$error":"#N/A"}},1]
[null,null,{"$f":"VLOOKUP('1. Eff Raw Data'!S8612,'CAS#check'!A$2:A$190,1,FALSE)","v":{"$error":"#N/A"}},1]
[null,null,{"$f":"VLOOKUP('1. Eff Raw Data'!S8613,'CAS#check'!A$2:A$190,1,FALSE)","v":{"$error":"#N/A"}},1]
[null,null,{"$f":"VLOOKUP('1. Eff Raw Data'!S8614,'CAS#check'!A$2:A$190,1,FALSE)","v":{"$error":"#N/A"}},1]
[null,null,{"$f":"VLOOKUP('1. Eff Raw Data'!S8615,'CAS#check'!A$2:A$190,1,FALSE)","v":{"$error":"#N/A"}},1]
[null,null,{"$f":"VLOOKUP('1. Eff Raw Data'!S8616,'CAS#check'!A$2:A$190,1,FALSE)","v":{"$error":"#N/A"}},1]
[null,null,{"$f":"VLOOKUP('1. Eff Raw Data'!S8617,'CAS#check'!A$2:A$190,1,FALSE)","v":{"$error":"#N/A"}},1]
[null,null,{"$f":"VLOOKUP('1. Eff Raw Data'!S8618,'CAS#check'!A$2:A$190,1,FALSE)","v":{"$error":"#N/A"}},1]
[null,null,{"$f":"VLOOKUP('1. Eff Raw Data'!S8619,'CAS#check'!A$2:A$190,1,FALSE)","v":{"$error":"#N/A"}},1]
[null,null,{"$f":"VLOOKUP('1. Eff Raw Data'!S8620,'CAS#check'!A$2:A$190,1,FALSE)","v":{"$error":"#N/A"}},1]
[null,null,{"$f":"VLOOKUP('1. Eff Raw Data'!S8621,'CAS#check'!A$2:A$190,1,FALSE)","v":{"$error":"#N/A"}},1]
[null,null,{"$f":"VLOOKUP('1. Eff Raw Data'!S8622,'CAS#check'!A$2:A$190,1,FALSE)","v":{"$error":"#N/A"}},1]
[null,null,{"$f":"VLOOKUP('1. Eff Raw Data'!S8623,'CAS#check'!A$2:A$190,1,FALSE)","v":{"$error":"#N/A"}},1]
[null,null,{"$f":"VLOOKUP('1. Eff Raw Data'!S8624,'CAS#check'!A$2:A$190,1,FALSE)","v":{"$error":"#N/A"}},1]
[null,null,{"$f":"VLOOKUP('1. Eff Raw Data'!S8625,'CAS#check'!A$2:A$190,1,FALSE)","v":{"$error":"#N/A"}},1]
[null,null,{"$f":"VLOOKUP('1. Eff Raw Data'!S8626,'CAS#check'!A$2:A$190,1,FALSE)","v":{"$error":"#N/A"}},1]
[null,null,{"$f":"VLOOKUP('1. Eff Raw Data'!S8627,'CAS#check'!A$2:A$190,1,FALSE)","v":{"$error":"#N/A"}},1]
[null,null,{"$f":"VLOOKUP('1. Eff Raw Data'!S8628,'CAS#check'!A$2:A$190,1,FALSE)","v":{"$error":"#N/A"}},1]
[null,null,{"$f":"VLOOKUP('1. Eff Raw Data'!S8629,'CAS#check'!A$2:A$190,1,FALSE)","v":{"$error":"#N/A"}},1]
[null,null,{"$f":"VLOOKUP('1. Eff Raw Data'!S8630,'CAS#check'!A$2:A$190,1,FALSE)","v":{"$error":"#N/A"}},1]
[null,null,{"$f":"VLOOKUP('1. Eff Raw Data'!S8631,'CAS#check'!A$2:A$190,1,FALSE)","v":{"$error":"#N/A"}},1]
[null,null,{"$f":"VLOOKUP('1. Eff Raw Data'!S8632,'CAS#check'!A$2:A$190,1,FALSE)","v":{"$error":"#N/A"}},1]
[null,null,{"$f":"VLOOKUP('1. Eff Raw Data'!S8633,'CAS#check'!A$2:A$190,1,FALSE)","v":{"$error":"#N/A"}},1]
[null,null,{"$f":"VLOOKUP('1. Eff Raw Data'!S8634,'CAS#check'!A$2:A$190,1,FALSE)","v":{"$error":"#N/A"}},1]
[null,null,{"$f":"VLOOKUP('1. Eff Raw Data'!S8635,'CAS#check'!A$2:A$190,1,FALSE)","v":{"$error":"#N/A"}},1]
[null,null,{"$f":"VLOOKUP('1. Eff Raw Data'!S8636,'CAS#check'!A$2:A$190,1,FALSE)","v":{"$error":"#N/A"}},1]
[null,null,{"$f":"VLOOKUP('1. Eff Raw Data'!S8637,'CAS#check'!A$2:A$190,1,FALSE)","v":{"$error":"#N/A"}},{"$f":"IFERROR(_xlfn.IFNA(0*C8637,1),0)","v":1}]
[null,null,{"$f":"VLOOKUP('1. Eff Raw Data'!S8638,'CAS#check'!A$2:A$190,1,FALSE)","v":{"$error":"#N/A"}},1]
[null,null,{"$f":"VLOOKUP('1. Eff Raw Data'!S8639,'CAS#check'!A$2:A$190,1,FALSE)","v":{"$error":"#N/A"}},1]
[null,null,{"$f":"VLOOKUP('1. Eff Raw Data'!S8640,'CAS#check'!A$2:A$190,1,FALSE)","v":{"$error":"#N/A"}},1]
[null,null,{"$f":"VLOOKUP('1. Eff Raw Data'!S8641,'CAS#check'!A$2:A$190,1,FALSE)","v":{"$error":"#N/A"}},1]
[null,null,{"$f":"VLOOKUP('1. Eff Raw Data'!S8642,'CAS#check'!A$2:A$190,1,FALSE)","v":{"$error":"#N/A"}},1]
[null,null,{"$f":"VLOOKUP('1. Eff Raw Data'!S8643,'CAS#check'!A$2:A$190,1,FALSE)","v":{"$error":"#N/A"}},1]
[null,null,{"$f":"VLOOKUP('1. Eff Raw Data'!S8644,'CAS#check'!A$2:A$190,1,FALSE)","v":{"$error":"#N/A"}},1]
[null,null,{"$f":"VLOOKUP('1. Eff Raw Data'!S8645,'CAS#check'!A$2:A$190,1,FALSE)","v":{"$error":"#N/A"}},1]
[null,null,{"$f":"VLOOKUP('1. Eff Raw Data'!S8646,'CAS#check'!A$2:A$190,1,FALSE)","v":{"$error":"#N/A"}},1]
[null,null,{"$f":"VLOOKUP('1. Eff Raw Data'!S8647,'CAS#check'!A$2:A$190,1,FALSE)","v":{"$error":"#N/A"}},1]
[null,null,{"$f":"VLOOKUP('1. Eff Raw Data'!S8648,'CAS#check'!A$2:A$190,1,FALSE)","v":{"$error":"#N/A"}},1]
[null,null,{"$f":"VLOOKUP('1. Eff Raw Data'!S8649,'CAS#check'!A$2:A$190,1,FALSE)","v":{"$error":"#N/A"}},1]
[null,null,{"$f":"VLOOKUP('1. Eff Raw Data'!S8650,'CAS#check'!A$2:A$190,1,FALSE)","v":{"$error":"#N/A"}},1]
[null,null,{"$f":"VLOOKUP('1. Eff Raw Data'!S8651,'CAS#check'!A$2:A$190,1,FALSE)","v":{"$error":"#N/A"}},1]
[null,null,{"$f":"VLOOKUP('1. Eff Raw Data'!S8652,'CAS#check'!A$2:A$190,1,FALSE)","v":{"$error":"#N/A"}},1]
[null,null,{"$f":"VLOOKUP('1. Eff Raw Data'!S8653,'CAS#check'!A$2:A$190,1,FALSE)","v":{"$error":"#N/A"}},1]
[null,null,{"$f":"VLOOKUP('1. Eff Raw Data'!S8654,'CAS#check'!A$2:A$190,1,FALSE)","v":{"$error":"#N/A"}},1]
[null,null,{"$f":"VLOOKUP('1. Eff Raw Data'!S8655,'CAS#check'!A$2:A$190,1,FALSE)","v":{"$error":"#N/A"}},1]
[null,null,{"$f":"VLOOKUP('1. Eff Raw Data'!S8656,'CAS#check'!A$2:A$190,1,FALSE)","v":{"$error":"#N/A"}},1]
[null,null,{"$f":"VLOOKUP('1. Eff Raw Data'!S8657,'CAS#check'!A$2:A$190,1,FALSE)","v":{"$error":"#N/A"}},1]
[null,null,{"$f":"VLOOKUP('1. Eff Raw Data'!S8658,'CAS#check'!A$2:A$190,1,FALSE)","v":{"$error":"#N/A"}},1]
[null,null,{"$f":"VLOOKUP('1. Eff Raw Data'!S8659,'CAS#check'!A$2:A$190,1,FALSE)","v":{"$error":"#N/A"}},1]
[null,null,{"$f":"VLOOKUP('1. Eff Raw Data'!S8660,'CAS#check'!A$2:A$190,1,FALSE)","v":{"$error":"#N/A"}},1]
[null,null,{"$f":"VLOOKUP('1. Eff Raw Data'!S8661,'CAS#check'!A$2:A$190,1,FALSE)","v":{"$error":"#N/A"}},1]
[null,null,{"$f":"VLOOKUP('1. Eff Raw Data'!S8662,'CAS#check'!A$2:A$190,1,FALSE)","v":{"$error":"#N/A"}},1]
[null,null,{"$f":"VLOOKUP('1. Eff Raw Data'!S8663,'CAS#check'!A$2:A$190,1,FALSE)","v":{"$error":"#N/A"}},1]
[null,null,{"$f":"VLOOKUP('1. Eff Raw Data'!S8664,'CAS#check'!A$2:A$190,1,FALSE)","v":{"$error":"#N/A"}},1]
[null,null,{"$f":"VLOOKUP('1. Eff Raw Data'!S8665,'CAS#check'!A$2:A$190,1,FALSE)","v":{"$error":"#N/A"}},1]
[null,null,{"$f":"VLOOKUP('1. Eff Raw Data'!S8666,'CAS#check'!A$2:A$190,1,FALSE)","v":{"$error":"#N/A"}},1]
[null,null,{"$f":"VLOOKUP('1. Eff Raw Data'!S8667,'CAS#check'!A$2:A$190,1,FALSE)","v":{"$error":"#N/A"}},1]
[null,null,{"$f":"VLOOKUP('1. Eff Raw Data'!S8668,'CAS#check'!A$2:A$190,1,FALSE)","v":{"$error":"#N/A"}},1]
[null,null,{"$f":"VLOOKUP('1. Eff Raw Data'!S8669,'CAS#check'!A$2:A$190,1,FALSE)","v":{"$error":"#N/A"}},1]
[null,null,{"$f":"VLOOKUP('1. Eff Raw Data'!S8670,'CAS#check'!A$2:A$190,1,FALSE)","v":{"$error":"#N/A"}},1]
[null,null,{"$f":"VLOOKUP('1. Eff Raw Data'!S8671,'CAS#check'!A$2:A$190,1,FALSE)","v":{"$error":"#N/A"}},1]
[null,null,{"$f":"VLOOKUP('1. Eff Raw Data'!S8672,'CAS#check'!A$2:A$190,1,FALSE)","v":{"$error":"#N/A"}},1]
[null,null,{"$f":"VLOOKUP('1. Eff Raw Data'!S8673,'CAS#check'!A$2:A$190,1,FALSE)","v":{"$error":"#N/A"}},1]
[null,null,{"$f":"VLOOKUP('1. Eff Raw Data'!S8674,'CAS#check'!A$2:A$190,1,FALSE)","v":{"$error":"#N/A"}},1]
[null,null,{"$f":"VLOOKUP('1. Eff Raw Data'!S8675,'CAS#check'!A$2:A$190,1,FALSE)","v":{"$error":"#N/A"}},1]
[null,null,{"$f":"VLOOKUP('1. Eff Raw Data'!S8676,'CAS#check'!A$2:A$190,1,FALSE)","v":{"$error":"#N/A"}},1]
[null,null,{"$f":"VLOOKUP('1. Eff Raw Data'!S8677,'CAS#check'!A$2:A$190,1,FALSE)","v":{"$error":"#N/A"}},1]
[null,null,{"$f":"VLOOKUP('1. Eff Raw Data'!S8678,'CAS#check'!A$2:A$190,1,FALSE)","v":{"$error":"#N/A"}},1]
[null,null,{"$f":"VLOOKUP('1. Eff Raw Data'!S8679,'CAS#check'!A$2:A$190,1,FALSE)","v":{"$error":"#N/A"}},1]
[null,null,{"$f":"VLOOKUP('1. Eff Raw Data'!S8680,'CAS#check'!A$2:A$190,1,FALSE)","v":{"$error":"#N/A"}},1]
[null,null,{"$f":"VLOOKUP('1. Eff Raw Data'!S8681,'CAS#check'!A$2:A$190,1,FALSE)","v":{"$error":"#N/A"}},1]
[null,null,{"$f":"VLOOKUP('1. Eff Raw Data'!S8682,'CAS#check'!A$2:A$190,1,FALSE)","v":{"$error":"#N/A"}},1]
[null,null,{"$f":"VLOOKUP('1. Eff Raw Data'!S8683,'CAS#check'!A$2:A$190,1,FALSE)","v":{"$error":"#N/A"}},1]
[null,null,{"$f":"VLOOKUP('1. Eff Raw Data'!S8684,'CAS#check'!A$2:A$190,1,FALSE)","v":{"$error":"#N/A"}},1]
[null,null,{"$f":"VLOOKUP('1. Eff Raw Data'!S8685,'CAS#check'!A$2:A$190,1,FALSE)","v":{"$error":"#N/A"}},1]
[null,null,{"$f":"VLOOKUP('1. Eff Raw Data'!S8686,'CAS#check'!A$2:A$190,1,FALSE)","v":{"$error":"#N/A"}},1]
[null,null,{"$f":"VLOOKUP('1. Eff Raw Data'!S8687,'CAS#check'!A$2:A$190,1,FALSE)","v":{"$error":"#N/A"}},1]
[null,null,{"$f":"VLOOKUP('1. Eff Raw Data'!S8688,'CAS#check'!A$2:A$190,1,FALSE)","v":{"$error":"#N/A"}},1]
[null,null,{"$f":"VLOOKUP('1. Eff Raw Data'!S8689,'CAS#check'!A$2:A$190,1,FALSE)","v":{"$error":"#N/A"}},1]
[null,null,{"$f":"VLOOKUP('1. Eff Raw Data'!S8690,'CAS#check'!A$2:A$190,1,FALSE)","v":{"$error":"#N/A"}},1]
[null,null,{"$f":"VLOOKUP('1. Eff Raw Data'!S8691,'CAS#check'!A$2:A$190,1,FALSE)","v":{"$error":"#N/A"}},1]
[null,null,{"$f":"VLOOKUP('1. Eff Raw Data'!S8692,'CAS#check'!A$2:A$190,1,FALSE)","v":{"$error":"#N/A"}},1]
[null,null,{"$f":"VLOOKUP('1. Eff Raw Data'!S8693,'CAS#check'!A$2:A$190,1,FALSE)","v":{"$error":"#N/A"}},1]
[null,null,{"$f":"VLOOKUP('1. Eff Raw Data'!S8694,'CAS#check'!A$2:A$190,1,FALSE)","v":{"$error":"#N/A"}},1]
[null,null,{"$f":"VLOOKUP('1. Eff Raw Data'!S8695,'CAS#check'!A$2:A$190,1,FALSE)","v":{"$error":"#N/A"}},1]
[null,null,{"$f":"VLOOKUP('1. Eff Raw Data'!S8696,'CAS#check'!A$2:A$190,1,FALSE)","v":{"$error":"#N/A"}},1]
[null,null,{"$f":"VLOOKUP('1. Eff Raw Data'!S8697,'CAS#check'!A$2:A$190,1,FALSE)","v":{"$error":"#N/A"}},1]
[null,null,{"$f":"VLOOKUP('1. Eff Raw Data'!S8698,'CAS#check'!A$2:A$190,1,FALSE)","v":{"$error":"#N/A"}},1]
[null,null,{"$f":"VLOOKUP('1. Eff Raw Data'!S8699,'CAS#check'!A$2:A$190,1,FALSE)","v":{"$error":"#N/A"}},1]
[null,null,{"$f":"VLOOKUP('1. Eff Raw Data'!S8700,'CAS#check'!A$2:A$190,1,FALSE)","v":{"$error":"#N/A"}},1]
[null,null,{"$f":"VLOOKUP('1. Eff Raw Data'!S8701,'CAS#check'!A$2:A$190,1,FALSE)","v":{"$error":"#N/A"}},{"$f":"IFERROR(_xlfn.IFNA(0*C8701,1),0)","v":1}]
[null,null,{"$f":"VLOOKUP('1. Eff Raw Data'!S8702,'CAS#check'!A$2:A$190,1,FALSE)","v":{"$error":"#N/A"}},1]
[null,null,{"$f":"VLOOKUP('1. Eff Raw Data'!S8703,'CAS#check'!A$2:A$190,1,FALSE)","v":{"$error":"#N/A"}},1]
[null,null,{"$f":"VLOOKUP('1. Eff Raw Data'!S8704,'CAS#check'!A$2:A$190,1,FALSE)","v":{"$error":"#N/A"}},1]
[null,null,{"$f":"VLOOKUP('1. Eff Raw Data'!S8705,'CAS#check'!A$2:A$190,1,FALSE)","v":{"$error":"#N/A"}},1]
[null,null,{"$f":"VLOOKUP('1. Eff Raw Data'!S8706,'CAS#check'!A$2:A$190,1,FALSE)","v":{"$error":"#N/A"}},1]
[null,null,{"$f":"VLOOKUP('1. Eff Raw Data'!S8707,'CAS#check'!A$2:A$190,1,FALSE)","v":{"$error":"#N/A"}},1]
[null,null,{"$f":"VLOOKUP('1. Eff Raw Data'!S8708,'CAS#check'!A$2:A$190,1,FALSE)","v":{"$error":"#N/A"}},1]
[null,null,{"$f":"VLOOKUP('1. Eff Raw Data'!S8709,'CAS#check'!A$2:A$190,1,FALSE)","v":{"$error":"#N/A"}},1]
[null,null,{"$f":"VLOOKUP('1. Eff Raw Data'!S8710,'CAS#check'!A$2:A$190,1,FALSE)","v":{"$error":"#N/A"}},1]
[null,null,{"$f":"VLOOKUP('1. Eff Raw Data'!S8711,'CAS#check'!A$2:A$190,1,FALSE)","v":{"$error":"#N/A"}},1]
[null,null,{"$f":"VLOOKUP('1. Eff Raw Data'!S8712,'CAS#check'!A$2:A$190,1,FALSE)","v":{"$error":"#N/A"}},1]
[null,null,{"$f":"VLOOKUP('1. Eff Raw Data'!S8713,'CAS#check'!A$2:A$190,1,FALSE)","v":{"$error":"#N/A"}},1]
[null,null,{"$f":"VLOOKUP('1. Eff Raw Data'!S8714,'CAS#check'!A$2:A$190,1,FALSE)","v":{"$error":"#N/A"}},1]
[null,null,{"$f":"VLOOKUP('1. Eff Raw Data'!S8715,'CAS#check'!A$2:A$190,1,FALSE)","v":{"$error":"#N/A"}},1]
[null,null,{"$f":"VLOOKUP('1. Eff Raw Data'!S8716,'CAS#check'!A$2:A$190,1,FALSE)","v":{"$error":"#N/A"}},1]
[null,null,{"$f":"VLOOKUP('1. Eff Raw Data'!S8717,'CAS#check'!A$2:A$190,1,FALSE)","v":{"$error":"#N/A"}},1]
[null,null,{"$f":"VLOOKUP('1. Eff Raw Data'!S8718,'CAS#check'!A$2:A$190,1,FALSE)","v":{"$error":"#N/A"}},1]
[null,null,{"$f":"VLOOKUP('1. Eff Raw Data'!S8719,'CAS#check'!A$2:A$190,1,FALSE)","v":{"$error":"#N/A"}},1]
[null,null,{"$f":"VLOOKUP('1. Eff Raw Data'!S8720,'CAS#check'!A$2:A$190,1,FALSE)","v":{"$error":"#N/A"}},1]
[null,null,{"$f":"VLOOKUP('1. Eff Raw Data'!S8721,'CAS#check'!A$2:A$190,1,FALSE)","v":{"$error":"#N/A"}},1]
[null,null,{"$f":"VLOOKUP('1. Eff Raw Data'!S8722,'CAS#check'!A$2:A$190,1,FALSE)","v":{"$error":"#N/A"}},1]
[null,null,{"$f":"VLOOKUP('1. Eff Raw Data'!S8723,'CAS#check'!A$2:A$190,1,FALSE)","v":{"$error":"#N/A"}},1]
[null,null,{"$f":"VLOOKUP('1. Eff Raw Data'!S8724,'CAS#check'!A$2:A$190,1,FALSE)","v":{"$error":"#N/A"}},1]
[null,null,{"$f":"VLOOKUP('1. Eff Raw Data'!S8725,'CAS#check'!A$2:A$190,1,FALSE)","v":{"$error":"#N/A"}},1]
[null,null,{"$f":"VLOOKUP('1. Eff Raw Data'!S8726,'CAS#check'!A$2:A$190,1,FALSE)","v":{"$error":"#N/A"}},1]
[null,null,{"$f":"VLOOKUP('1. Eff Raw Data'!S8727,'CAS#check'!A$2:A$190,1,FALSE)","v":{"$error":"#N/A"}},1]
[null,null,{"$f":"VLOOKUP('1. Eff Raw Data'!S8728,'CAS#check'!A$2:A$190,1,FALSE)","v":{"$error":"#N/A"}},1]
[null,null,{"$f":"VLOOKUP('1. Eff Raw Data'!S8729,'CAS#check'!A$2:A$190,1,FALSE)","v":{"$error":"#N/A"}},1]
[null,null,{"$f":"VLOOKUP('1. Eff Raw Data'!S8730,'CAS#check'!A$2:A$190,1,FALSE)","v":{"$error":"#N/A"}},1]
[null,null,{"$f":"VLOOKUP('1. Eff Raw Data'!S8731,'CAS#check'!A$2:A$190,1,FALSE)","v":{"$error":"#N/A"}},1]
[null,null,{"$f":"VLOOKUP('1. Eff Raw Data'!S8732,'CAS#check'!A$2:A$190,1,FALSE)","v":{"$error":"#N/A"}},1]
[null,null,{"$f":"VLOOKUP('1. Eff Raw Data'!S8733,'CAS#check'!A$2:A$190,1,FALSE)","v":{"$error":"#N/A"}},1]
[null,null,{"$f":"VLOOKUP('1. Eff Raw Data'!S8734,'CAS#check'!A$2:A$190,1,FALSE)","v":{"$error":"#N/A"}},1]
[null,null,{"$f":"VLOOKUP('1. Eff Raw Data'!S8735,'CAS#check'!A$2:A$190,1,FALSE)","v":{"$error":"#N/A"}},1]
[null,null,{"$f":"VLOOKUP('1. Eff Raw Data'!S8736,'CAS#check'!A$2:A$190,1,FALSE)","v":{"$error":"#N/A"}},1]
[null,null,{"$f":"VLOOKUP('1. Eff Raw Data'!S8737,'CAS#check'!A$2:A$190,1,FALSE)","v":{"$error":"#N/A"}},1]
[null,null,{"$f":"VLOOKUP('1. Eff Raw Data'!S8738,'CAS#check'!A$2:A$190,1,FALSE)","v":{"$error":"#N/A"}},1]
[null,null,{"$f":"VLOOKUP('1. Eff Raw Data'!S8739,'CAS#check'!A$2:A$190,1,FALSE)","v":{"$error":"#N/A"}},1]
[null,null,{"$f":"VLOOKUP('1. Eff Raw Data'!S8740,'CAS#check'!A$2:A$190,1,FALSE)","v":{"$error":"#N/A"}},1]
[null,null,{"$f":"VLOOKUP('1. Eff Raw Data'!S8741,'CAS#check'!A$2:A$190,1,FALSE)","v":{"$error":"#N/A"}},1]
[null,null,{"$f":"VLOOKUP('1. Eff Raw Data'!S8742,'CAS#check'!A$2:A$190,1,FALSE)","v":{"$error":"#N/A"}},1]
[null,null,{"$f":"VLOOKUP('1. Eff Raw Data'!S8743,'CAS#check'!A$2:A$190,1,FALSE)","v":{"$error":"#N/A"}},1]
[null,null,{"$f":"VLOOKUP('1. Eff Raw Data'!S8744,'CAS#check'!A$2:A$190,1,FALSE)","v":{"$error":"#N/A"}},1]
[null,null,{"$f":"VLOOKUP('1. Eff Raw Data'!S8745,'CAS#check'!A$2:A$190,1,FALSE)","v":{"$error":"#N/A"}},1]
[null,null,{"$f":"VLOOKUP('1. Eff Raw Data'!S8746,'CAS#check'!A$2:A$190,1,FALSE)","v":{"$error":"#N/A"}},1]
[null,null,{"$f":"VLOOKUP('1. Eff Raw Data'!S8747,'CAS#check'!A$2:A$190,1,FALSE)","v":{"$error":"#N/A"}},1]
[null,null,{"$f":"VLOOKUP('1. Eff Raw Data'!S8748,'CAS#check'!A$2:A$190,1,FALSE)","v":{"$error":"#N/A"}},1]
[null,null,{"$f":"VLOOKUP('1. Eff Raw Data'!S8749,'CAS#check'!A$2:A$190,1,FALSE)","v":{"$error":"#N/A"}},1]
[null,null,{"$f":"VLOOKUP('1. Eff Raw Data'!S8750,'CAS#check'!A$2:A$190,1,FALSE)","v":{"$error":"#N/A"}},1]
[null,null,{"$f":"VLOOKUP('1. Eff Raw Data'!S8751,'CAS#check'!A$2:A$190,1,FALSE)","v":{"$error":"#N/A"}},1]
[null,null,{"$f":"VLOOKUP('1. Eff Raw Data'!S8752,'CAS#check'!A$2:A$190,1,FALSE)","v":{"$error":"#N/A"}},1]
[null,null,{"$f":"VLOOKUP('1. Eff Raw Data'!S8753,'CAS#check'!A$2:A$190,1,FALSE)","v":{"$error":"#N/A"}},1]
[null,null,{"$f":"VLOOKUP('1. Eff Raw Data'!S8754,'CAS#check'!A$2:A$190,1,FALSE)","v":{"$error":"#N/A"}},1]
[null,null,{"$f":"VLOOKUP('1. Eff Raw Data'!S8755,'CAS#check'!A$2:A$190,1,FALSE)","v":{"$error":"#N/A"}},1]
[null,null,{"$f":"VLOOKUP('1. Eff Raw Data'!S8756,'CAS#check'!A$2:A$190,1,FALSE)","v":{"$error":"#N/A"}},1]
[null,null,{"$f":"VLOOKUP('1. Eff Raw Data'!S8757,'CAS#check'!A$2:A$190,1,FALSE)","v":{"$error":"#N/A"}},1]
[null,null,{"$f":"VLOOKUP('1. Eff Raw Data'!S8758,'CAS#check'!A$2:A$190,1,FALSE)","v":{"$error":"#N/A"}},1]
[null,null,{"$f":"VLOOKUP('1. Eff Raw Data'!S8759,'CAS#check'!A$2:A$190,1,FALSE)","v":{"$error":"#N/A"}},1]
[null,null,{"$f":"VLOOKUP('1. Eff Raw Data'!S8760,'CAS#check'!A$2:A$190,1,FALSE)","v":{"$error":"#N/A"}},1]
[null,null,{"$f":"VLOOKUP('1. Eff Raw Data'!S8761,'CAS#check'!A$2:A$190,1,FALSE)","v":{"$error":"#N/A"}},1]
[null,null,{"$f":"VLOOKUP('1. Eff Raw Data'!S8762,'CAS#check'!A$2:A$190,1,FALSE)","v":{"$error":"#N/A"}},1]
[null,null,{"$f":"VLOOKUP('1. Eff Raw Data'!S8763,'CAS#check'!A$2:A$190,1,FALSE)","v":{"$error":"#N/A"}},1]
[null,null,{"$f":"VLOOKUP('1. Eff Raw Data'!S8764,'CAS#check'!A$2:A$190,1,FALSE)","v":{"$error":"#N/A"}},1]
[null,null,{"$f":"VLOOKUP('1. Eff Raw Data'!S8765,'CAS#check'!A$2:A$190,1,FALSE)","v":{"$error":"#N/A"}},{"$f":"IFERROR(_xlfn.IFNA(0*C8765,1),0)","v":1}]
[null,null,{"$f":"VLOOKUP('1. Eff Raw Data'!S8766,'CAS#check'!A$2:A$190,1,FALSE)","v":{"$error":"#N/A"}},1]
[null,null,{"$f":"VLOOKUP('1. Eff Raw Data'!S8767,'CAS#check'!A$2:A$190,1,FALSE)","v":{"$error":"#N/A"}},1]
[null,null,{"$f":"VLOOKUP('1. Eff Raw Data'!S8768,'CAS#check'!A$2:A$190,1,FALSE)","v":{"$error":"#N/A"}},1]
[null,null,{"$f":"VLOOKUP('1. Eff Raw Data'!S8769,'CAS#check'!A$2:A$190,1,FALSE)","v":{"$error":"#N/A"}},1]
[null,null,{"$f":"VLOOKUP('1. Eff Raw Data'!S8770,'CAS#check'!A$2:A$190,1,FALSE)","v":{"$error":"#N/A"}},1]
[null,null,{"$f":"VLOOKUP('1. Eff Raw Data'!S8771,'CAS#check'!A$2:A$190,1,FALSE)","v":{"$error":"#N/A"}},1]
[null,null,{"$f":"VLOOKUP('1. Eff Raw Data'!S8772,'CAS#check'!A$2:A$190,1,FALSE)","v":{"$error":"#N/A"}},1]
[null,null,{"$f":"VLOOKUP('1. Eff Raw Data'!S8773,'CAS#check'!A$2:A$190,1,FALSE)","v":{"$error":"#N/A"}},1]
[null,null,{"$f":"VLOOKUP('1. Eff Raw Data'!S8774,'CAS#check'!A$2:A$190,1,FALSE)","v":{"$error":"#N/A"}},1]
[null,null,{"$f":"VLOOKUP('1. Eff Raw Data'!S8775,'CAS#check'!A$2:A$190,1,FALSE)","v":{"$error":"#N/A"}},1]
[null,null,{"$f":"VLOOKUP('1. Eff Raw Data'!S8776,'CAS#check'!A$2:A$190,1,FALSE)","v":{"$error":"#N/A"}},1]
[null,null,{"$f":"VLOOKUP('1. Eff Raw Data'!S8777,'CAS#check'!A$2:A$190,1,FALSE)","v":{"$error":"#N/A"}},1]
[null,null,{"$f":"VLOOKUP('1. Eff Raw Data'!S8778,'CAS#check'!A$2:A$190,1,FALSE)","v":{"$error":"#N/A"}},1]
[null,null,{"$f":"VLOOKUP('1. Eff Raw Data'!S8779,'CAS#check'!A$2:A$190,1,FALSE)","v":{"$error":"#N/A"}},1]
[null,null,{"$f":"VLOOKUP('1. Eff Raw Data'!S8780,'CAS#check'!A$2:A$190,1,FALSE)","v":{"$error":"#N/A"}},1]
[null,null,{"$f":"VLOOKUP('1. Eff Raw Data'!S8781,'CAS#check'!A$2:A$190,1,FALSE)","v":{"$error":"#N/A"}},1]
[null,null,{"$f":"VLOOKUP('1. Eff Raw Data'!S8782,'CAS#check'!A$2:A$190,1,FALSE)","v":{"$error":"#N/A"}},1]
[null,null,{"$f":"VLOOKUP('1. Eff Raw Data'!S8783,'CAS#check'!A$2:A$190,1,FALSE)","v":{"$error":"#N/A"}},1]
[null,null,{"$f":"VLOOKUP('1. Eff Raw Data'!S8784,'CAS#check'!A$2:A$190,1,FALSE)","v":{"$error":"#N/A"}},1]
[null,null,{"$f":"VLOOKUP('1. Eff Raw Data'!S8785,'CAS#check'!A$2:A$190,1,FALSE)","v":{"$error":"#N/A"}},1]
[null,null,{"$f":"VLOOKUP('1. Eff Raw Data'!S8786,'CAS#check'!A$2:A$190,1,FALSE)","v":{"$error":"#N/A"}},1]
[null,null,{"$f":"VLOOKUP('1. Eff Raw Data'!S8787,'CAS#check'!A$2:A$190,1,FALSE)","v":{"$error":"#N/A"}},1]
[null,null,{"$f":"VLOOKUP('1. Eff Raw Data'!S8788,'CAS#check'!A$2:A$190,1,FALSE)","v":{"$error":"#N/A"}},1]
[null,null,{"$f":"VLOOKUP('1. Eff Raw Data'!S8789,'CAS#check'!A$2:A$190,1,FALSE)","v":{"$error":"#N/A"}},1]
[null,null,{"$f":"VLOOKUP('1. Eff Raw Data'!S8790,'CAS#check'!A$2:A$190,1,FALSE)","v":{"$error":"#N/A"}},1]
[null,null,{"$f":"VLOOKUP('1. Eff Raw Data'!S8791,'CAS#check'!A$2:A$190,1,FALSE)","v":{"$error":"#N/A"}},1]
[null,null,{"$f":"VLOOKUP('1. Eff Raw Data'!S8792,'CAS#check'!A$2:A$190,1,FALSE)","v":{"$error":"#N/A"}},1]
[null,null,{"$f":"VLOOKUP('1. Eff Raw Data'!S8793,'CAS#check'!A$2:A$190,1,FALSE)","v":{"$error":"#N/A"}},1]
[null,null,{"$f":"VLOOKUP('1. Eff Raw Data'!S8794,'CAS#check'!A$2:A$190,1,FALSE)","v":{"$error":"#N/A"}},1]
[null,null,{"$f":"VLOOKUP('1. Eff Raw Data'!S8795,'CAS#check'!A$2:A$190,1,FALSE)","v":{"$error":"#N/A"}},1]
[null,null,{"$f":"VLOOKUP('1. Eff Raw Data'!S8796,'CAS#check'!A$2:A$190,1,FALSE)","v":{"$error":"#N/A"}},1]
[null,null,{"$f":"VLOOKUP('1. Eff Raw Data'!S8797,'CAS#check'!A$2:A$190,1,FALSE)","v":{"$error":"#N/A"}},1]
[null,null,{"$f":"VLOOKUP('1. Eff Raw Data'!S8798,'CAS#check'!A$2:A$190,1,FALSE)","v":{"$error":"#N/A"}},1]
[null,null,{"$f":"VLOOKUP('1. Eff Raw Data'!S8799,'CAS#check'!A$2:A$190,1,FALSE)","v":{"$error":"#N/A"}},1]
[null,null,{"$f":"VLOOKUP('1. Eff Raw Data'!S8800,'CAS#check'!A$2:A$190,1,FALSE)","v":{"$error":"#N/A"}},1]
[null,null,{"$f":"VLOOKUP('1. Eff Raw Data'!S8801,'CAS#check'!A$2:A$190,1,FALSE)","v":{"$error":"#N/A"}},1]
[null,null,{"$f":"VLOOKUP('1. Eff Raw Data'!S8802,'CAS#check'!A$2:A$190,1,FALSE)","v":{"$error":"#N/A"}},1]
[null,null,{"$f":"VLOOKUP('1. Eff Raw Data'!S8803,'CAS#check'!A$2:A$190,1,FALSE)","v":{"$error":"#N/A"}},1]
[null,null,{"$f":"VLOOKUP('1. Eff Raw Data'!S8804,'CAS#check'!A$2:A$190,1,FALSE)","v":{"$error":"#N/A"}},1]
[null,null,{"$f":"VLOOKUP('1. Eff Raw Data'!S8805,'CAS#check'!A$2:A$190,1,FALSE)","v":{"$error":"#N/A"}},1]
[null,null,{"$f":"VLOOKUP('1. Eff Raw Data'!S8806,'CAS#check'!A$2:A$190,1,FALSE)","v":{"$error":"#N/A"}},1]
[null,null,{"$f":"VLOOKUP('1. Eff Raw Data'!S8807,'CAS#check'!A$2:A$190,1,FALSE)","v":{"$error":"#N/A"}},1]
[null,null,{"$f":"VLOOKUP('1. Eff Raw Data'!S8808,'CAS#check'!A$2:A$190,1,FALSE)","v":{"$error":"#N/A"}},1]
[null,null,{"$f":"VLOOKUP('1. Eff Raw Data'!S8809,'CAS#check'!A$2:A$190,1,FALSE)","v":{"$error":"#N/A"}},1]
[null,null,{"$f":"VLOOKUP('1. Eff Raw Data'!S8810,'CAS#check'!A$2:A$190,1,FALSE)","v":{"$error":"#N/A"}},1]
[null,null,{"$f":"VLOOKUP('1. Eff Raw Data'!S8811,'CAS#check'!A$2:A$190,1,FALSE)","v":{"$error":"#N/A"}},1]
[null,null,{"$f":"VLOOKUP('1. Eff Raw Data'!S8812,'CAS#check'!A$2:A$190,1,FALSE)","v":{"$error":"#N/A"}},1]
[null,null,{"$f":"VLOOKUP('1. Eff Raw Data'!S8813,'CAS#check'!A$2:A$190,1,FALSE)","v":{"$error":"#N/A"}},1]
[null,null,{"$f":"VLOOKUP('1. Eff Raw Data'!S8814,'CAS#check'!A$2:A$190,1,FALSE)","v":{"$error":"#N/A"}},1]
[null,null,{"$f":"VLOOKUP('1. Eff Raw Data'!S8815,'CAS#check'!A$2:A$190,1,FALSE)","v":{"$error":"#N/A"}},1]
[null,null,{"$f":"VLOOKUP('1. Eff Raw Data'!S8816,'CAS#check'!A$2:A$190,1,FALSE)","v":{"$error":"#N/A"}},1]
[null,null,{"$f":"VLOOKUP('1. Eff Raw Data'!S8817,'CAS#check'!A$2:A$190,1,FALSE)","v":{"$error":"#N/A"}},1]
[null,null,{"$f":"VLOOKUP('1. Eff Raw Data'!S8818,'CAS#check'!A$2:A$190,1,FALSE)","v":{"$error":"#N/A"}},1]
[null,null,{"$f":"VLOOKUP('1. Eff Raw Data'!S8819,'CAS#check'!A$2:A$190,1,FALSE)","v":{"$error":"#N/A"}},1]
[null,null,{"$f":"VLOOKUP('1. Eff Raw Data'!S8820,'CAS#check'!A$2:A$190,1,FALSE)","v":{"$error":"#N/A"}},1]
[null,null,{"$f":"VLOOKUP('1. Eff Raw Data'!S8821,'CAS#check'!A$2:A$190,1,FALSE)","v":{"$error":"#N/A"}},1]
[null,null,{"$f":"VLOOKUP('1. Eff Raw Data'!S8822,'CAS#check'!A$2:A$190,1,FALSE)","v":{"$error":"#N/A"}},1]
[null,null,{"$f":"VLOOKUP('1. Eff Raw Data'!S8823,'CAS#check'!A$2:A$190,1,FALSE)","v":{"$error":"#N/A"}},1]
[null,null,{"$f":"VLOOKUP('1. Eff Raw Data'!S8824,'CAS#check'!A$2:A$190,1,FALSE)","v":{"$error":"#N/A"}},1]
[null,null,{"$f":"VLOOKUP('1. Eff Raw Data'!S8825,'CAS#check'!A$2:A$190,1,FALSE)","v":{"$error":"#N/A"}},1]
[null,null,{"$f":"VLOOKUP('1. Eff Raw Data'!S8826,'CAS#check'!A$2:A$190,1,FALSE)","v":{"$error":"#N/A"}},1]
[null,null,{"$f":"VLOOKUP('1. Eff Raw Data'!S8827,'CAS#check'!A$2:A$190,1,FALSE)","v":{"$error":"#N/A"}},1]
[null,null,{"$f":"VLOOKUP('1. Eff Raw Data'!S8828,'CAS#check'!A$2:A$190,1,FALSE)","v":{"$error":"#N/A"}},1]
[null,null,{"$f":"VLOOKUP('1. Eff Raw Data'!S8829,'CAS#check'!A$2:A$190,1,FALSE)","v":{"$error":"#N/A"}},{"$f":"IFERROR(_xlfn.IFNA(0*C8829,1),0)","v":1}]
[null,null,{"$f":"VLOOKUP('1. Eff Raw Data'!S8830,'CAS#check'!A$2:A$190,1,FALSE)","v":{"$error":"#N/A"}},1]
[null,null,{"$f":"VLOOKUP('1. Eff Raw Data'!S8831,'CAS#check'!A$2:A$190,1,FALSE)","v":{"$error":"#N/A"}},1]
[null,null,{"$f":"VLOOKUP('1. Eff Raw Data'!S8832,'CAS#check'!A$2:A$190,1,FALSE)","v":{"$error":"#N/A"}},1]
[null,null,{"$f":"VLOOKUP('1. Eff Raw Data'!S8833,'CAS#check'!A$2:A$190,1,FALSE)","v":{"$error":"#N/A"}},1]
[null,null,{"$f":"VLOOKUP('1. Eff Raw Data'!S8834,'CAS#check'!A$2:A$190,1,FALSE)","v":{"$error":"#N/A"}},1]
[null,null,{"$f":"VLOOKUP('1. Eff Raw Data'!S8835,'CAS#check'!A$2:A$190,1,FALSE)","v":{"$error":"#N/A"}},1]
[null,null,{"$f":"VLOOKUP('1. Eff Raw Data'!S8836,'CAS#check'!A$2:A$190,1,FALSE)","v":{"$error":"#N/A"}},1]
[null,null,{"$f":"VLOOKUP('1. Eff Raw Data'!S8837,'CAS#check'!A$2:A$190,1,FALSE)","v":{"$error":"#N/A"}},1]
[null,null,{"$f":"VLOOKUP('1. Eff Raw Data'!S8838,'CAS#check'!A$2:A$190,1,FALSE)","v":{"$error":"#N/A"}},1]
[null,null,{"$f":"VLOOKUP('1. Eff Raw Data'!S8839,'CAS#check'!A$2:A$190,1,FALSE)","v":{"$error":"#N/A"}},1]
[null,null,{"$f":"VLOOKUP('1. Eff Raw Data'!S8840,'CAS#check'!A$2:A$190,1,FALSE)","v":{"$error":"#N/A"}},1]
[null,null,{"$f":"VLOOKUP('1. Eff Raw Data'!S8841,'CAS#check'!A$2:A$190,1,FALSE)","v":{"$error":"#N/A"}},1]
[null,null,{"$f":"VLOOKUP('1. Eff Raw Data'!S8842,'CAS#check'!A$2:A$190,1,FALSE)","v":{"$error":"#N/A"}},1]
[null,null,{"$f":"VLOOKUP('1. Eff Raw Data'!S8843,'CAS#check'!A$2:A$190,1,FALSE)","v":{"$error":"#N/A"}},1]
[null,null,{"$f":"VLOOKUP('1. Eff Raw Data'!S8844,'CAS#check'!A$2:A$190,1,FALSE)","v":{"$error":"#N/A"}},1]
[null,null,{"$f":"VLOOKUP('1. Eff Raw Data'!S8845,'CAS#check'!A$2:A$190,1,FALSE)","v":{"$error":"#N/A"}},1]
[null,null,{"$f":"VLOOKUP('1. Eff Raw Data'!S8846,'CAS#check'!A$2:A$190,1,FALSE)","v":{"$error":"#N/A"}},1]
[null,null,{"$f":"VLOOKUP('1. Eff Raw Data'!S8847,'CAS#check'!A$2:A$190,1,FALSE)","v":{"$error":"#N/A"}},1]
[null,null,{"$f":"VLOOKUP('1. Eff Raw Data'!S8848,'CAS#check'!A$2:A$190,1,FALSE)","v":{"$error":"#N/A"}},1]
[null,null,{"$f":"VLOOKUP('1. Eff Raw Data'!S8849,'CAS#check'!A$2:A$190,1,FALSE)","v":{"$error":"#N/A"}},1]
[null,null,{"$f":"VLOOKUP('1. Eff Raw Data'!S8850,'CAS#check'!A$2:A$190,1,FALSE)","v":{"$error":"#N/A"}},1]
[null,null,{"$f":"VLOOKUP('1. Eff Raw Data'!S8851,'CAS#check'!A$2:A$190,1,FALSE)","v":{"$error":"#N/A"}},1]
[null,null,{"$f":"VLOOKUP('1. Eff Raw Data'!S8852,'CAS#check'!A$2:A$190,1,FALSE)","v":{"$error":"#N/A"}},1]
[null,null,{"$f":"VLOOKUP('1. Eff Raw Data'!S8853,'CAS#check'!A$2:A$190,1,FALSE)","v":{"$error":"#N/A"}},1]
[null,null,{"$f":"VLOOKUP('1. Eff Raw Data'!S8854,'CAS#check'!A$2:A$190,1,FALSE)","v":{"$error":"#N/A"}},1]
[null,null,{"$f":"VLOOKUP('1. Eff Raw Data'!S8855,'CAS#check'!A$2:A$190,1,FALSE)","v":{"$error":"#N/A"}},1]
[null,null,{"$f":"VLOOKUP('1. Eff Raw Data'!S8856,'CAS#check'!A$2:A$190,1,FALSE)","v":{"$error":"#N/A"}},1]
[null,null,{"$f":"VLOOKUP('1. Eff Raw Data'!S8857,'CAS#check'!A$2:A$190,1,FALSE)","v":{"$error":"#N/A"}},1]
[null,null,{"$f":"VLOOKUP('1. Eff Raw Data'!S8858,'CAS#check'!A$2:A$190,1,FALSE)","v":{"$error":"#N/A"}},1]
[null,null,{"$f":"VLOOKUP('1. Eff Raw Data'!S8859,'CAS#check'!A$2:A$190,1,FALSE)","v":{"$error":"#N/A"}},1]
[null,null,{"$f":"VLOOKUP('1. Eff Raw Data'!S8860,'CAS#check'!A$2:A$190,1,FALSE)","v":{"$error":"#N/A"}},1]
[null,null,{"$f":"VLOOKUP('1. Eff Raw Data'!S8861,'CAS#check'!A$2:A$190,1,FALSE)","v":{"$error":"#N/A"}},1]
[null,null,{"$f":"VLOOKUP('1. Eff Raw Data'!S8862,'CAS#check'!A$2:A$190,1,FALSE)","v":{"$error":"#N/A"}},1]
[null,null,{"$f":"VLOOKUP('1. Eff Raw Data'!S8863,'CAS#check'!A$2:A$190,1,FALSE)","v":{"$error":"#N/A"}},1]
[null,null,{"$f":"VLOOKUP('1. Eff Raw Data'!S8864,'CAS#check'!A$2:A$190,1,FALSE)","v":{"$error":"#N/A"}},1]
[null,null,{"$f":"VLOOKUP('1. Eff Raw Data'!S8865,'CAS#check'!A$2:A$190,1,FALSE)","v":{"$error":"#N/A"}},1]
[null,null,{"$f":"VLOOKUP('1. Eff Raw Data'!S8866,'CAS#check'!A$2:A$190,1,FALSE)","v":{"$error":"#N/A"}},1]
[null,null,{"$f":"VLOOKUP('1. Eff Raw Data'!S8867,'CAS#check'!A$2:A$190,1,FALSE)","v":{"$error":"#N/A"}},1]
[null,null,{"$f":"VLOOKUP('1. Eff Raw Data'!S8868,'CAS#check'!A$2:A$190,1,FALSE)","v":{"$error":"#N/A"}},1]
[null,null,{"$f":"VLOOKUP('1. Eff Raw Data'!S8869,'CAS#check'!A$2:A$190,1,FALSE)","v":{"$error":"#N/A"}},1]
[null,null,{"$f":"VLOOKUP('1. Eff Raw Data'!S8870,'CAS#check'!A$2:A$190,1,FALSE)","v":{"$error":"#N/A"}},1]
[null,null,{"$f":"VLOOKUP('1. Eff Raw Data'!S8871,'CAS#check'!A$2:A$190,1,FALSE)","v":{"$error":"#N/A"}},1]
[null,null,{"$f":"VLOOKUP('1. Eff Raw Data'!S8872,'CAS#check'!A$2:A$190,1,FALSE)","v":{"$error":"#N/A"}},1]
[null,null,{"$f":"VLOOKUP('1. Eff Raw Data'!S8873,'CAS#check'!A$2:A$190,1,FALSE)","v":{"$error":"#N/A"}},1]
[null,null,{"$f":"VLOOKUP('1. Eff Raw Data'!S8874,'CAS#check'!A$2:A$190,1,FALSE)","v":{"$error":"#N/A"}},1]
[null,null,{"$f":"VLOOKUP('1. Eff Raw Data'!S8875,'CAS#check'!A$2:A$190,1,FALSE)","v":{"$error":"#N/A"}},1]
[null,null,{"$f":"VLOOKUP('1. Eff Raw Data'!S8876,'CAS#check'!A$2:A$190,1,FALSE)","v":{"$error":"#N/A"}},1]
[null,null,{"$f":"VLOOKUP('1. Eff Raw Data'!S8877,'CAS#check'!A$2:A$190,1,FALSE)","v":{"$error":"#N/A"}},1]
[null,null,{"$f":"VLOOKUP('1. Eff Raw Data'!S8878,'CAS#check'!A$2:A$190,1,FALSE)","v":{"$error":"#N/A"}},1]
[null,null,{"$f":"VLOOKUP('1. Eff Raw Data'!S8879,'CAS#check'!A$2:A$190,1,FALSE)","v":{"$error":"#N/A"}},1]
[null,null,{"$f":"VLOOKUP('1. Eff Raw Data'!S8880,'CAS#check'!A$2:A$190,1,FALSE)","v":{"$error":"#N/A"}},1]
[null,null,{"$f":"VLOOKUP('1. Eff Raw Data'!S8881,'CAS#check'!A$2:A$190,1,FALSE)","v":{"$error":"#N/A"}},1]
[null,null,{"$f":"VLOOKUP('1. Eff Raw Data'!S8882,'CAS#check'!A$2:A$190,1,FALSE)","v":{"$error":"#N/A"}},1]
[null,null,{"$f":"VLOOKUP('1. Eff Raw Data'!S8883,'CAS#check'!A$2:A$190,1,FALSE)","v":{"$error":"#N/A"}},1]
[null,null,{"$f":"VLOOKUP('1. Eff Raw Data'!S8884,'CAS#check'!A$2:A$190,1,FALSE)","v":{"$error":"#N/A"}},1]
[null,null,{"$f":"VLOOKUP('1. Eff Raw Data'!S8885,'CAS#check'!A$2:A$190,1,FALSE)","v":{"$error":"#N/A"}},1]
[null,null,{"$f":"VLOOKUP('1. Eff Raw Data'!S8886,'CAS#check'!A$2:A$190,1,FALSE)","v":{"$error":"#N/A"}},1]
[null,null,{"$f":"VLOOKUP('1. Eff Raw Data'!S8887,'CAS#check'!A$2:A$190,1,FALSE)","v":{"$error":"#N/A"}},1]
[null,null,{"$f":"VLOOKUP('1. Eff Raw Data'!S8888,'CAS#check'!A$2:A$190,1,FALSE)","v":{"$error":"#N/A"}},1]
[null,null,{"$f":"VLOOKUP('1. Eff Raw Data'!S8889,'CAS#check'!A$2:A$190,1,FALSE)","v":{"$error":"#N/A"}},1]
[null,null,{"$f":"VLOOKUP('1. Eff Raw Data'!S8890,'CAS#check'!A$2:A$190,1,FALSE)","v":{"$error":"#N/A"}},1]
[null,null,{"$f":"VLOOKUP('1. Eff Raw Data'!S8891,'CAS#check'!A$2:A$190,1,FALSE)","v":{"$error":"#N/A"}},1]
[null,null,{"$f":"VLOOKUP('1. Eff Raw Data'!S8892,'CAS#check'!A$2:A$190,1,FALSE)","v":{"$error":"#N/A"}},1]
[null,null,{"$f":"VLOOKUP('1. Eff Raw Data'!S8893,'CAS#check'!A$2:A$190,1,FALSE)","v":{"$error":"#N/A"}},{"$f":"IFERROR(_xlfn.IFNA(0*C8893,1),0)","v":1}]
[null,null,{"$f":"VLOOKUP('1. Eff Raw Data'!S8894,'CAS#check'!A$2:A$190,1,FALSE)","v":{"$error":"#N/A"}},1]
[null,null,{"$f":"VLOOKUP('1. Eff Raw Data'!S8895,'CAS#check'!A$2:A$190,1,FALSE)","v":{"$error":"#N/A"}},1]
[null,null,{"$f":"VLOOKUP('1. Eff Raw Data'!S8896,'CAS#check'!A$2:A$190,1,FALSE)","v":{"$error":"#N/A"}},1]
[null,null,{"$f":"VLOOKUP('1. Eff Raw Data'!S8897,'CAS#check'!A$2:A$190,1,FALSE)","v":{"$error":"#N/A"}},1]
[null,null,{"$f":"VLOOKUP('1. Eff Raw Data'!S8898,'CAS#check'!A$2:A$190,1,FALSE)","v":{"$error":"#N/A"}},1]
[null,null,{"$f":"VLOOKUP('1. Eff Raw Data'!S8899,'CAS#check'!A$2:A$190,1,FALSE)","v":{"$error":"#N/A"}},1]
[null,null,{"$f":"VLOOKUP('1. Eff Raw Data'!S8900,'CAS#check'!A$2:A$190,1,FALSE)","v":{"$error":"#N/A"}},1]
[null,null,{"$f":"VLOOKUP('1. Eff Raw Data'!S8901,'CAS#check'!A$2:A$190,1,FALSE)","v":{"$error":"#N/A"}},1]
[null,null,{"$f":"VLOOKUP('1. Eff Raw Data'!S8902,'CAS#check'!A$2:A$190,1,FALSE)","v":{"$error":"#N/A"}},1]
[null,null,{"$f":"VLOOKUP('1. Eff Raw Data'!S8903,'CAS#check'!A$2:A$190,1,FALSE)","v":{"$error":"#N/A"}},1]
[null,null,{"$f":"VLOOKUP('1. Eff Raw Data'!S8904,'CAS#check'!A$2:A$190,1,FALSE)","v":{"$error":"#N/A"}},1]
[null,null,{"$f":"VLOOKUP('1. Eff Raw Data'!S8905,'CAS#check'!A$2:A$190,1,FALSE)","v":{"$error":"#N/A"}},1]
[null,null,{"$f":"VLOOKUP('1. Eff Raw Data'!S8906,'CAS#check'!A$2:A$190,1,FALSE)","v":{"$error":"#N/A"}},1]
[null,null,{"$f":"VLOOKUP('1. Eff Raw Data'!S8907,'CAS#check'!A$2:A$190,1,FALSE)","v":{"$error":"#N/A"}},1]
[null,null,{"$f":"VLOOKUP('1. Eff Raw Data'!S8908,'CAS#check'!A$2:A$190,1,FALSE)","v":{"$error":"#N/A"}},1]
[null,null,{"$f":"VLOOKUP('1. Eff Raw Data'!S8909,'CAS#check'!A$2:A$190,1,FALSE)","v":{"$error":"#N/A"}},1]
[null,null,{"$f":"VLOOKUP('1. Eff Raw Data'!S8910,'CAS#check'!A$2:A$190,1,FALSE)","v":{"$error":"#N/A"}},1]
[null,null,{"$f":"VLOOKUP('1. Eff Raw Data'!S8911,'CAS#check'!A$2:A$190,1,FALSE)","v":{"$error":"#N/A"}},1]
[null,null,{"$f":"VLOOKUP('1. Eff Raw Data'!S8912,'CAS#check'!A$2:A$190,1,FALSE)","v":{"$error":"#N/A"}},1]
[null,null,{"$f":"VLOOKUP('1. Eff Raw Data'!S8913,'CAS#check'!A$2:A$190,1,FALSE)","v":{"$error":"#N/A"}},1]
[null,null,{"$f":"VLOOKUP('1. Eff Raw Data'!S8914,'CAS#check'!A$2:A$190,1,FALSE)","v":{"$error":"#N/A"}},1]
[null,null,{"$f":"VLOOKUP('1. Eff Raw Data'!S8915,'CAS#check'!A$2:A$190,1,FALSE)","v":{"$error":"#N/A"}},1]
[null,null,{"$f":"VLOOKUP('1. Eff Raw Data'!S8916,'CAS#check'!A$2:A$190,1,FALSE)","v":{"$error":"#N/A"}},1]
[null,null,{"$f":"VLOOKUP('1. Eff Raw Data'!S8917,'CAS#check'!A$2:A$190,1,FALSE)","v":{"$error":"#N/A"}},1]
[null,null,{"$f":"VLOOKUP('1. Eff Raw Data'!S8918,'CAS#check'!A$2:A$190,1,FALSE)","v":{"$error":"#N/A"}},1]
[null,null,{"$f":"VLOOKUP('1. Eff Raw Data'!S8919,'CAS#check'!A$2:A$190,1,FALSE)","v":{"$error":"#N/A"}},1]
[null,null,{"$f":"VLOOKUP('1. Eff Raw Data'!S8920,'CAS#check'!A$2:A$190,1,FALSE)","v":{"$error":"#N/A"}},1]
[null,null,{"$f":"VLOOKUP('1. Eff Raw Data'!S8921,'CAS#check'!A$2:A$190,1,FALSE)","v":{"$error":"#N/A"}},1]
[null,null,{"$f":"VLOOKUP('1. Eff Raw Data'!S8922,'CAS#check'!A$2:A$190,1,FALSE)","v":{"$error":"#N/A"}},1]
[null,null,{"$f":"VLOOKUP('1. Eff Raw Data'!S8923,'CAS#check'!A$2:A$190,1,FALSE)","v":{"$error":"#N/A"}},1]
[null,null,{"$f":"VLOOKUP('1. Eff Raw Data'!S8924,'CAS#check'!A$2:A$190,1,FALSE)","v":{"$error":"#N/A"}},1]
[null,null,{"$f":"VLOOKUP('1. Eff Raw Data'!S8925,'CAS#check'!A$2:A$190,1,FALSE)","v":{"$error":"#N/A"}},1]
[null,null,{"$f":"VLOOKUP('1. Eff Raw Data'!S8926,'CAS#check'!A$2:A$190,1,FALSE)","v":{"$error":"#N/A"}},1]
[null,null,{"$f":"VLOOKUP('1. Eff Raw Data'!S8927,'CAS#check'!A$2:A$190,1,FALSE)","v":{"$error":"#N/A"}},1]
[null,null,{"$f":"VLOOKUP('1. Eff Raw Data'!S8928,'CAS#check'!A$2:A$190,1,FALSE)","v":{"$error":"#N/A"}},1]
[null,null,{"$f":"VLOOKUP('1. Eff Raw Data'!S8929,'CAS#check'!A$2:A$190,1,FALSE)","v":{"$error":"#N/A"}},1]
[null,null,{"$f":"VLOOKUP('1. Eff Raw Data'!S8930,'CAS#check'!A$2:A$190,1,FALSE)","v":{"$error":"#N/A"}},1]
[null,null,{"$f":"VLOOKUP('1. Eff Raw Data'!S8931,'CAS#check'!A$2:A$190,1,FALSE)","v":{"$error":"#N/A"}},1]
[null,null,{"$f":"VLOOKUP('1. Eff Raw Data'!S8932,'CAS#check'!A$2:A$190,1,FALSE)","v":{"$error":"#N/A"}},1]
[null,null,{"$f":"VLOOKUP('1. Eff Raw Data'!S8933,'CAS#check'!A$2:A$190,1,FALSE)","v":{"$error":"#N/A"}},1]
[null,null,{"$f":"VLOOKUP('1. Eff Raw Data'!S8934,'CAS#check'!A$2:A$190,1,FALSE)","v":{"$error":"#N/A"}},1]
[null,null,{"$f":"VLOOKUP('1. Eff Raw Data'!S8935,'CAS#check'!A$2:A$190,1,FALSE)","v":{"$error":"#N/A"}},1]
[null,null,{"$f":"VLOOKUP('1. Eff Raw Data'!S8936,'CAS#check'!A$2:A$190,1,FALSE)","v":{"$error":"#N/A"}},1]
[null,null,{"$f":"VLOOKUP('1. Eff Raw Data'!S8937,'CAS#check'!A$2:A$190,1,FALSE)","v":{"$error":"#N/A"}},1]
[null,null,{"$f":"VLOOKUP('1. Eff Raw Data'!S8938,'CAS#check'!A$2:A$190,1,FALSE)","v":{"$error":"#N/A"}},1]
[null,null,{"$f":"VLOOKUP('1. Eff Raw Data'!S8939,'CAS#check'!A$2:A$190,1,FALSE)","v":{"$error":"#N/A"}},1]
[null,null,{"$f":"VLOOKUP('1. Eff Raw Data'!S8940,'CAS#check'!A$2:A$190,1,FALSE)","v":{"$error":"#N/A"}},1]
[null,null,{"$f":"VLOOKUP('1. Eff Raw Data'!S8941,'CAS#check'!A$2:A$190,1,FALSE)","v":{"$error":"#N/A"}},1]
[null,null,{"$f":"VLOOKUP('1. Eff Raw Data'!S8942,'CAS#check'!A$2:A$190,1,FALSE)","v":{"$error":"#N/A"}},1]
[null,null,{"$f":"VLOOKUP('1. Eff Raw Data'!S8943,'CAS#check'!A$2:A$190,1,FALSE)","v":{"$error":"#N/A"}},1]
[null,null,{"$f":"VLOOKUP('1. Eff Raw Data'!S8944,'CAS#check'!A$2:A$190,1,FALSE)","v":{"$error":"#N/A"}},1]
[null,null,{"$f":"VLOOKUP('1. Eff Raw Data'!S8945,'CAS#check'!A$2:A$190,1,FALSE)","v":{"$error":"#N/A"}},1]
[null,null,{"$f":"VLOOKUP('1. Eff Raw Data'!S8946,'CAS#check'!A$2:A$190,1,FALSE)","v":{"$error":"#N/A"}},1]
[null,null,{"$f":"VLOOKUP('1. Eff Raw Data'!S8947,'CAS#check'!A$2:A$190,1,FALSE)","v":{"$error":"#N/A"}},1]
[null,null,{"$f":"VLOOKUP('1. Eff Raw Data'!S8948,'CAS#check'!A$2:A$190,1,FALSE)","v":{"$error":"#N/A"}},1]
[null,null,{"$f":"VLOOKUP('1. Eff Raw Data'!S8949,'CAS#check'!A$2:A$190,1,FALSE)","v":{"$error":"#N/A"}},1]
[null,null,{"$f":"VLOOKUP('1. Eff Raw Data'!S8950,'CAS#check'!A$2:A$190,1,FALSE)","v":{"$error":"#N/A"}},1]
[null,null,{"$f":"VLOOKUP('1. Eff Raw Data'!S8951,'CAS#check'!A$2:A$190,1,FALSE)","v":{"$error":"#N/A"}},1]
[null,null,{"$f":"VLOOKUP('1. Eff Raw Data'!S8952,'CAS#check'!A$2:A$190,1,FALSE)","v":{"$error":"#N/A"}},1]
[null,null,{"$f":"VLOOKUP('1. Eff Raw Data'!S8953,'CAS#check'!A$2:A$190,1,FALSE)","v":{"$error":"#N/A"}},1]
[null,null,{"$f":"VLOOKUP('1. Eff Raw Data'!S8954,'CAS#check'!A$2:A$190,1,FALSE)","v":{"$error":"#N/A"}},1]
[null,null,{"$f":"VLOOKUP('1. Eff Raw Data'!S8955,'CAS#check'!A$2:A$190,1,FALSE)","v":{"$error":"#N/A"}},1]
[null,null,{"$f":"VLOOKUP('1. Eff Raw Data'!S8956,'CAS#check'!A$2:A$190,1,FALSE)","v":{"$error":"#N/A"}},1]
[null,null,{"$f":"VLOOKUP('1. Eff Raw Data'!S8957,'CAS#check'!A$2:A$190,1,FALSE)","v":{"$error":"#N/A"}},{"$f":"IFERROR(_xlfn.IFNA(0*C8957,1),0)","v":1}]
[null,null,{"$f":"VLOOKUP('1. Eff Raw Data'!S8958,'CAS#check'!A$2:A$190,1,FALSE)","v":{"$error":"#N/A"}},1]
[null,null,{"$f":"VLOOKUP('1. Eff Raw Data'!S8959,'CAS#check'!A$2:A$190,1,FALSE)","v":{"$error":"#N/A"}},1]
[null,null,{"$f":"VLOOKUP('1. Eff Raw Data'!S8960,'CAS#check'!A$2:A$190,1,FALSE)","v":{"$error":"#N/A"}},1]
[null,null,{"$f":"VLOOKUP('1. Eff Raw Data'!S8961,'CAS#check'!A$2:A$190,1,FALSE)","v":{"$error":"#N/A"}},1]
[null,null,{"$f":"VLOOKUP('1. Eff Raw Data'!S8962,'CAS#check'!A$2:A$190,1,FALSE)","v":{"$error":"#N/A"}},1]
[null,null,{"$f":"VLOOKUP('1. Eff Raw Data'!S8963,'CAS#check'!A$2:A$190,1,FALSE)","v":{"$error":"#N/A"}},1]
[null,null,{"$f":"VLOOKUP('1. Eff Raw Data'!S8964,'CAS#check'!A$2:A$190,1,FALSE)","v":{"$error":"#N/A"}},1]
[null,null,{"$f":"VLOOKUP('1. Eff Raw Data'!S8965,'CAS#check'!A$2:A$190,1,FALSE)","v":{"$error":"#N/A"}},1]
[null,null,{"$f":"VLOOKUP('1. Eff Raw Data'!S8966,'CAS#check'!A$2:A$190,1,FALSE)","v":{"$error":"#N/A"}},1]
[null,null,{"$f":"VLOOKUP('1. Eff Raw Data'!S8967,'CAS#check'!A$2:A$190,1,FALSE)","v":{"$error":"#N/A"}},1]
[null,null,{"$f":"VLOOKUP('1. Eff Raw Data'!S8968,'CAS#check'!A$2:A$190,1,FALSE)","v":{"$error":"#N/A"}},1]
[null,null,{"$f":"VLOOKUP('1. Eff Raw Data'!S8969,'CAS#check'!A$2:A$190,1,FALSE)","v":{"$error":"#N/A"}},1]
[null,null,{"$f":"VLOOKUP('1. Eff Raw Data'!S8970,'CAS#check'!A$2:A$190,1,FALSE)","v":{"$error":"#N/A"}},1]
[null,null,{"$f":"VLOOKUP('1. Eff Raw Data'!S8971,'CAS#check'!A$2:A$190,1,FALSE)","v":{"$error":"#N/A"}},1]
[null,null,{"$f":"VLOOKUP('1. Eff Raw Data'!S8972,'CAS#check'!A$2:A$190,1,FALSE)","v":{"$error":"#N/A"}},1]
[null,null,{"$f":"VLOOKUP('1. Eff Raw Data'!S8973,'CAS#check'!A$2:A$190,1,FALSE)","v":{"$error":"#N/A"}},1]
[null,null,{"$f":"VLOOKUP('1. Eff Raw Data'!S8974,'CAS#check'!A$2:A$190,1,FALSE)","v":{"$error":"#N/A"}},1]
[null,null,{"$f":"VLOOKUP('1. Eff Raw Data'!S8975,'CAS#check'!A$2:A$190,1,FALSE)","v":{"$error":"#N/A"}},1]
[null,null,{"$f":"VLOOKUP('1. Eff Raw Data'!S8976,'CAS#check'!A$2:A$190,1,FALSE)","v":{"$error":"#N/A"}},1]
[null,null,{"$f":"VLOOKUP('1. Eff Raw Data'!S8977,'CAS#check'!A$2:A$190,1,FALSE)","v":{"$error":"#N/A"}},1]
[null,null,{"$f":"VLOOKUP('1. Eff Raw Data'!S8978,'CAS#check'!A$2:A$190,1,FALSE)","v":{"$error":"#N/A"}},1]
[null,null,{"$f":"VLOOKUP('1. Eff Raw Data'!S8979,'CAS#check'!A$2:A$190,1,FALSE)","v":{"$error":"#N/A"}},1]
[null,null,{"$f":"VLOOKUP('1. Eff Raw Data'!S8980,'CAS#check'!A$2:A$190,1,FALSE)","v":{"$error":"#N/A"}},1]
[null,null,{"$f":"VLOOKUP('1. Eff Raw Data'!S8981,'CAS#check'!A$2:A$190,1,FALSE)","v":{"$error":"#N/A"}},1]
[null,null,{"$f":"VLOOKUP('1. Eff Raw Data'!S8982,'CAS#check'!A$2:A$190,1,FALSE)","v":{"$error":"#N/A"}},1]
[null,null,{"$f":"VLOOKUP('1. Eff Raw Data'!S8983,'CAS#check'!A$2:A$190,1,FALSE)","v":{"$error":"#N/A"}},1]
[null,null,{"$f":"VLOOKUP('1. Eff Raw Data'!S8984,'CAS#check'!A$2:A$190,1,FALSE)","v":{"$error":"#N/A"}},1]
[null,null,{"$f":"VLOOKUP('1. Eff Raw Data'!S8985,'CAS#check'!A$2:A$190,1,FALSE)","v":{"$error":"#N/A"}},1]
[null,null,{"$f":"VLOOKUP('1. Eff Raw Data'!S8986,'CAS#check'!A$2:A$190,1,FALSE)","v":{"$error":"#N/A"}},1]
[null,null,{"$f":"VLOOKUP('1. Eff Raw Data'!S8987,'CAS#check'!A$2:A$190,1,FALSE)","v":{"$error":"#N/A"}},1]
[null,null,{"$f":"VLOOKUP('1. Eff Raw Data'!S8988,'CAS#check'!A$2:A$190,1,FALSE)","v":{"$error":"#N/A"}},1]
[null,null,{"$f":"VLOOKUP('1. Eff Raw Data'!S8989,'CAS#check'!A$2:A$190,1,FALSE)","v":{"$error":"#N/A"}},1]
[null,null,{"$f":"VLOOKUP('1. Eff Raw Data'!S8990,'CAS#check'!A$2:A$190,1,FALSE)","v":{"$error":"#N/A"}},1]
[null,null,{"$f":"VLOOKUP('1. Eff Raw Data'!S8991,'CAS#check'!A$2:A$190,1,FALSE)","v":{"$error":"#N/A"}},1]
[null,null,{"$f":"VLOOKUP('1. Eff Raw Data'!S8992,'CAS#check'!A$2:A$190,1,FALSE)","v":{"$error":"#N/A"}},1]
[null,null,{"$f":"VLOOKUP('1. Eff Raw Data'!S8993,'CAS#check'!A$2:A$190,1,FALSE)","v":{"$error":"#N/A"}},1]
[null,null,{"$f":"VLOOKUP('1. Eff Raw Data'!S8994,'CAS#check'!A$2:A$190,1,FALSE)","v":{"$error":"#N/A"}},1]
[null,null,{"$f":"VLOOKUP('1. Eff Raw Data'!S8995,'CAS#check'!A$2:A$190,1,FALSE)","v":{"$error":"#N/A"}},1]
[null,null,{"$f":"VLOOKUP('1. Eff Raw Data'!S8996,'CAS#check'!A$2:A$190,1,FALSE)","v":{"$error":"#N/A"}},1]
[null,null,{"$f":"VLOOKUP('1. Eff Raw Data'!S8997,'CAS#check'!A$2:A$190,1,FALSE)","v":{"$error":"#N/A"}},1]
[null,null,{"$f":"VLOOKUP('1. Eff Raw Data'!S8998,'CAS#check'!A$2:A$190,1,FALSE)","v":{"$error":"#N/A"}},1]
[null,null,{"$f":"VLOOKUP('1. Eff Raw Data'!S8999,'CAS#check'!A$2:A$190,1,FALSE)","v":{"$error":"#N/A"}},1]
[null,null,{"$f":"VLOOKUP('1. Eff Raw Data'!S9000,'CAS#check'!A$2:A$190,1,FALSE)","v":{"$error":"#N/A"}},1]
[null,null,{"$f":"VLOOKUP('1. Eff Raw Data'!S9001,'CAS#check'!A$2:A$190,1,FALSE)","v":{"$error":"#N/A"}},1]
[null,null,{"$f":"VLOOKUP('1. Eff Raw Data'!S9002,'CAS#check'!A$2:A$190,1,FALSE)","v":{"$error":"#N/A"}},1]
[null,null,{"$f":"VLOOKUP('1. Eff Raw Data'!S9003,'CAS#check'!A$2:A$190,1,FALSE)","v":{"$error":"#N/A"}},1]
[null,null,{"$f":"VLOOKUP('1. Eff Raw Data'!S9004,'CAS#check'!A$2:A$190,1,FALSE)","v":{"$error":"#N/A"}},1]
[null,null,{"$f":"VLOOKUP('1. Eff Raw Data'!S9005,'CAS#check'!A$2:A$190,1,FALSE)","v":{"$error":"#N/A"}},1]
[null,null,{"$f":"VLOOKUP('1. Eff Raw Data'!S9006,'CAS#check'!A$2:A$190,1,FALSE)","v":{"$error":"#N/A"}},1]
[null,null,{"$f":"VLOOKUP('1. Eff Raw Data'!S9007,'CAS#check'!A$2:A$190,1,FALSE)","v":{"$error":"#N/A"}},1]
[null,null,{"$f":"VLOOKUP('1. Eff Raw Data'!S9008,'CAS#check'!A$2:A$190,1,FALSE)","v":{"$error":"#N/A"}},1]
[null,null,{"$f":"VLOOKUP('1. Eff Raw Data'!S9009,'CAS#check'!A$2:A$190,1,FALSE)","v":{"$error":"#N/A"}},1]
[null,null,{"$f":"VLOOKUP('1. Eff Raw Data'!S9010,'CAS#check'!A$2:A$190,1,FALSE)","v":{"$error":"#N/A"}},1]
[null,null,{"$f":"VLOOKUP('1. Eff Raw Data'!S9011,'CAS#check'!A$2:A$190,1,FALSE)","v":{"$error":"#N/A"}},1]
[null,null,{"$f":"VLOOKUP('1. Eff Raw Data'!S9012,'CAS#check'!A$2:A$190,1,FALSE)","v":{"$error":"#N/A"}},1]
[null,null,{"$f":"VLOOKUP('1. Eff Raw Data'!S9013,'CAS#check'!A$2:A$190,1,FALSE)","v":{"$error":"#N/A"}},1]
[null,null,{"$f":"VLOOKUP('1. Eff Raw Data'!S9014,'CAS#check'!A$2:A$190,1,FALSE)","v":{"$error":"#N/A"}},1]
[null,null,{"$f":"VLOOKUP('1. Eff Raw Data'!S9015,'CAS#check'!A$2:A$190,1,FALSE)","v":{"$error":"#N/A"}},1]
[null,null,{"$f":"VLOOKUP('1. Eff Raw Data'!S9016,'CAS#check'!A$2:A$190,1,FALSE)","v":{"$error":"#N/A"}},1]
[null,null,{"$f":"VLOOKUP('1. Eff Raw Data'!S9017,'CAS#check'!A$2:A$190,1,FALSE)","v":{"$error":"#N/A"}},1]
[null,null,{"$f":"VLOOKUP('1. Eff Raw Data'!S9018,'CAS#check'!A$2:A$190,1,FALSE)","v":{"$error":"#N/A"}},1]
[null,null,{"$f":"VLOOKUP('1. Eff Raw Data'!S9019,'CAS#check'!A$2:A$190,1,FALSE)","v":{"$error":"#N/A"}},1]
[null,null,{"$f":"VLOOKUP('1. Eff Raw Data'!S9020,'CAS#check'!A$2:A$190,1,FALSE)","v":{"$error":"#N/A"}},1]
[null,null,{"$f":"VLOOKUP('1. Eff Raw Data'!S9021,'CAS#check'!A$2:A$190,1,FALSE)","v":{"$error":"#N/A"}},{"$f":"IFERROR(_xlfn.IFNA(0*C9021,1),0)","v":1}]
[null,null,{"$f":"VLOOKUP('1. Eff Raw Data'!S9022,'CAS#check'!A$2:A$190,1,FALSE)","v":{"$error":"#N/A"}},1]
[null,null,{"$f":"VLOOKUP('1. Eff Raw Data'!S9023,'CAS#check'!A$2:A$190,1,FALSE)","v":{"$error":"#N/A"}},1]
[null,null,{"$f":"VLOOKUP('1. Eff Raw Data'!S9024,'CAS#check'!A$2:A$190,1,FALSE)","v":{"$error":"#N/A"}},1]
[null,null,{"$f":"VLOOKUP('1. Eff Raw Data'!S9025,'CAS#check'!A$2:A$190,1,FALSE)","v":{"$error":"#N/A"}},1]
[null,null,{"$f":"VLOOKUP('1. Eff Raw Data'!S9026,'CAS#check'!A$2:A$190,1,FALSE)","v":{"$error":"#N/A"}},1]
[null,null,{"$f":"VLOOKUP('1. Eff Raw Data'!S9027,'CAS#check'!A$2:A$190,1,FALSE)","v":{"$error":"#N/A"}},1]
[null,null,{"$f":"VLOOKUP('1. Eff Raw Data'!S9028,'CAS#check'!A$2:A$190,1,FALSE)","v":{"$error":"#N/A"}},1]
[null,null,{"$f":"VLOOKUP('1. Eff Raw Data'!S9029,'CAS#check'!A$2:A$190,1,FALSE)","v":{"$error":"#N/A"}},1]
[null,null,{"$f":"VLOOKUP('1. Eff Raw Data'!S9030,'CAS#check'!A$2:A$190,1,FALSE)","v":{"$error":"#N/A"}},1]
[null,null,{"$f":"VLOOKUP('1. Eff Raw Data'!S9031,'CAS#check'!A$2:A$190,1,FALSE)","v":{"$error":"#N/A"}},1]
[null,null,{"$f":"VLOOKUP('1. Eff Raw Data'!S9032,'CAS#check'!A$2:A$190,1,FALSE)","v":{"$error":"#N/A"}},1]
[null,null,{"$f":"VLOOKUP('1. Eff Raw Data'!S9033,'CAS#check'!A$2:A$190,1,FALSE)","v":{"$error":"#N/A"}},1]
[null,null,{"$f":"VLOOKUP('1. Eff Raw Data'!S9034,'CAS#check'!A$2:A$190,1,FALSE)","v":{"$error":"#N/A"}},1]
[null,null,{"$f":"VLOOKUP('1. Eff Raw Data'!S9035,'CAS#check'!A$2:A$190,1,FALSE)","v":{"$error":"#N/A"}},1]
[null,null,{"$f":"VLOOKUP('1. Eff Raw Data'!S9036,'CAS#check'!A$2:A$190,1,FALSE)","v":{"$error":"#N/A"}},1]
[null,null,{"$f":"VLOOKUP('1. Eff Raw Data'!S9037,'CAS#check'!A$2:A$190,1,FALSE)","v":{"$error":"#N/A"}},1]
[null,null,{"$f":"VLOOKUP('1. Eff Raw Data'!S9038,'CAS#check'!A$2:A$190,1,FALSE)","v":{"$error":"#N/A"}},1]
[null,null,{"$f":"VLOOKUP('1. Eff Raw Data'!S9039,'CAS#check'!A$2:A$190,1,FALSE)","v":{"$error":"#N/A"}},1]
[null,null,{"$f":"VLOOKUP('1. Eff Raw Data'!S9040,'CAS#check'!A$2:A$190,1,FALSE)","v":{"$error":"#N/A"}},1]
[null,null,{"$f":"VLOOKUP('1. Eff Raw Data'!S9041,'CAS#check'!A$2:A$190,1,FALSE)","v":{"$error":"#N/A"}},1]
[null,null,{"$f":"VLOOKUP('1. Eff Raw Data'!S9042,'CAS#check'!A$2:A$190,1,FALSE)","v":{"$error":"#N/A"}},1]
[null,null,{"$f":"VLOOKUP('1. Eff Raw Data'!S9043,'CAS#check'!A$2:A$190,1,FALSE)","v":{"$error":"#N/A"}},1]
[null,null,{"$f":"VLOOKUP('1. Eff Raw Data'!S9044,'CAS#check'!A$2:A$190,1,FALSE)","v":{"$error":"#N/A"}},1]
[null,null,{"$f":"VLOOKUP('1. Eff Raw Data'!S9045,'CAS#check'!A$2:A$190,1,FALSE)","v":{"$error":"#N/A"}},1]
[null,null,{"$f":"VLOOKUP('1. Eff Raw Data'!S9046,'CAS#check'!A$2:A$190,1,FALSE)","v":{"$error":"#N/A"}},1]
[null,null,{"$f":"VLOOKUP('1. Eff Raw Data'!S9047,'CAS#check'!A$2:A$190,1,FALSE)","v":{"$error":"#N/A"}},1]
[null,null,{"$f":"VLOOKUP('1. Eff Raw Data'!S9048,'CAS#check'!A$2:A$190,1,FALSE)","v":{"$error":"#N/A"}},1]
[null,null,{"$f":"VLOOKUP('1. Eff Raw Data'!S9049,'CAS#check'!A$2:A$190,1,FALSE)","v":{"$error":"#N/A"}},1]
[null,null,{"$f":"VLOOKUP('1. Eff Raw Data'!S9050,'CAS#check'!A$2:A$190,1,FALSE)","v":{"$error":"#N/A"}},1]
[null,null,{"$f":"VLOOKUP('1. Eff Raw Data'!S9051,'CAS#check'!A$2:A$190,1,FALSE)","v":{"$error":"#N/A"}},1]
[null,null,{"$f":"VLOOKUP('1. Eff Raw Data'!S9052,'CAS#check'!A$2:A$190,1,FALSE)","v":{"$error":"#N/A"}},1]
[null,null,{"$f":"VLOOKUP('1. Eff Raw Data'!S9053,'CAS#check'!A$2:A$190,1,FALSE)","v":{"$error":"#N/A"}},1]
[null,null,{"$f":"VLOOKUP('1. Eff Raw Data'!S9054,'CAS#check'!A$2:A$190,1,FALSE)","v":{"$error":"#N/A"}},1]
[null,null,{"$f":"VLOOKUP('1. Eff Raw Data'!S9055,'CAS#check'!A$2:A$190,1,FALSE)","v":{"$error":"#N/A"}},1]
[null,null,{"$f":"VLOOKUP('1. Eff Raw Data'!S9056,'CAS#check'!A$2:A$190,1,FALSE)","v":{"$error":"#N/A"}},1]
[null,null,{"$f":"VLOOKUP('1. Eff Raw Data'!S9057,'CAS#check'!A$2:A$190,1,FALSE)","v":{"$error":"#N/A"}},1]
[null,null,{"$f":"VLOOKUP('1. Eff Raw Data'!S9058,'CAS#check'!A$2:A$190,1,FALSE)","v":{"$error":"#N/A"}},1]
[null,null,{"$f":"VLOOKUP('1. Eff Raw Data'!S9059,'CAS#check'!A$2:A$190,1,FALSE)","v":{"$error":"#N/A"}},1]
[null,null,{"$f":"VLOOKUP('1. Eff Raw Data'!S9060,'CAS#check'!A$2:A$190,1,FALSE)","v":{"$error":"#N/A"}},1]
[null,null,{"$f":"VLOOKUP('1. Eff Raw Data'!S9061,'CAS#check'!A$2:A$190,1,FALSE)","v":{"$error":"#N/A"}},1]
[null,null,{"$f":"VLOOKUP('1. Eff Raw Data'!S9062,'CAS#check'!A$2:A$190,1,FALSE)","v":{"$error":"#N/A"}},1]
[null,null,{"$f":"VLOOKUP('1. Eff Raw Data'!S9063,'CAS#check'!A$2:A$190,1,FALSE)","v":{"$error":"#N/A"}},1]
[null,null,{"$f":"VLOOKUP('1. Eff Raw Data'!S9064,'CAS#check'!A$2:A$190,1,FALSE)","v":{"$error":"#N/A"}},1]
[null,null,{"$f":"VLOOKUP('1. Eff Raw Data'!S9065,'CAS#check'!A$2:A$190,1,FALSE)","v":{"$error":"#N/A"}},1]
[null,null,{"$f":"VLOOKUP('1. Eff Raw Data'!S9066,'CAS#check'!A$2:A$190,1,FALSE)","v":{"$error":"#N/A"}},1]
[null,null,{"$f":"VLOOKUP('1. Eff Raw Data'!S9067,'CAS#check'!A$2:A$190,1,FALSE)","v":{"$error":"#N/A"}},1]
[null,null,{"$f":"VLOOKUP('1. Eff Raw Data'!S9068,'CAS#check'!A$2:A$190,1,FALSE)","v":{"$error":"#N/A"}},1]
[null,null,{"$f":"VLOOKUP('1. Eff Raw Data'!S9069,'CAS#check'!A$2:A$190,1,FALSE)","v":{"$error":"#N/A"}},1]
[null,null,{"$f":"VLOOKUP('1. Eff Raw Data'!S9070,'CAS#check'!A$2:A$190,1,FALSE)","v":{"$error":"#N/A"}},1]
[null,null,{"$f":"VLOOKUP('1. Eff Raw Data'!S9071,'CAS#check'!A$2:A$190,1,FALSE)","v":{"$error":"#N/A"}},1]
[null,null,{"$f":"VLOOKUP('1. Eff Raw Data'!S9072,'CAS#check'!A$2:A$190,1,FALSE)","v":{"$error":"#N/A"}},1]
[null,null,{"$f":"VLOOKUP('1. Eff Raw Data'!S9073,'CAS#check'!A$2:A$190,1,FALSE)","v":{"$error":"#N/A"}},1]
[null,null,{"$f":"VLOOKUP('1. Eff Raw Data'!S9074,'CAS#check'!A$2:A$190,1,FALSE)","v":{"$error":"#N/A"}},1]
[null,null,{"$f":"VLOOKUP('1. Eff Raw Data'!S9075,'CAS#check'!A$2:A$190,1,FALSE)","v":{"$error":"#N/A"}},1]
[null,null,{"$f":"VLOOKUP('1. Eff Raw Data'!S9076,'CAS#check'!A$2:A$190,1,FALSE)","v":{"$error":"#N/A"}},1]
[null,null,{"$f":"VLOOKUP('1. Eff Raw Data'!S9077,'CAS#check'!A$2:A$190,1,FALSE)","v":{"$error":"#N/A"}},1]
[null,null,{"$f":"VLOOKUP('1. Eff Raw Data'!S9078,'CAS#check'!A$2:A$190,1,FALSE)","v":{"$error":"#N/A"}},1]
[null,null,{"$f":"VLOOKUP('1. Eff Raw Data'!S9079,'CAS#check'!A$2:A$190,1,FALSE)","v":{"$error":"#N/A"}},1]
[null,null,{"$f":"VLOOKUP('1. Eff Raw Data'!S9080,'CAS#check'!A$2:A$190,1,FALSE)","v":{"$error":"#N/A"}},1]
[null,null,{"$f":"VLOOKUP('1. Eff Raw Data'!S9081,'CAS#check'!A$2:A$190,1,FALSE)","v":{"$error":"#N/A"}},1]
[null,null,{"$f":"VLOOKUP('1. Eff Raw Data'!S9082,'CAS#check'!A$2:A$190,1,FALSE)","v":{"$error":"#N/A"}},1]
[null,null,{"$f":"VLOOKUP('1. Eff Raw Data'!S9083,'CAS#check'!A$2:A$190,1,FALSE)","v":{"$error":"#N/A"}},1]
[null,null,{"$f":"VLOOKUP('1. Eff Raw Data'!S9084,'CAS#check'!A$2:A$190,1,FALSE)","v":{"$error":"#N/A"}},1]
[null,null,{"$f":"VLOOKUP('1. Eff Raw Data'!S9085,'CAS#check'!A$2:A$190,1,FALSE)","v":{"$error":"#N/A"}},{"$f":"IFERROR(_xlfn.IFNA(0*C9085,1),0)","v":1}]
[null,null,{"$f":"VLOOKUP('1. Eff Raw Data'!S9086,'CAS#check'!A$2:A$190,1,FALSE)","v":{"$error":"#N/A"}},1]
[null,null,{"$f":"VLOOKUP('1. Eff Raw Data'!S9087,'CAS#check'!A$2:A$190,1,FALSE)","v":{"$error":"#N/A"}},1]
[null,null,{"$f":"VLOOKUP('1. Eff Raw Data'!S9088,'CAS#check'!A$2:A$190,1,FALSE)","v":{"$error":"#N/A"}},1]
[null,null,{"$f":"VLOOKUP('1. Eff Raw Data'!S9089,'CAS#check'!A$2:A$190,1,FALSE)","v":{"$error":"#N/A"}},1]
[null,null,{"$f":"VLOOKUP('1. Eff Raw Data'!S9090,'CAS#check'!A$2:A$190,1,FALSE)","v":{"$error":"#N/A"}},1]
[null,null,{"$f":"VLOOKUP('1. Eff Raw Data'!S9091,'CAS#check'!A$2:A$190,1,FALSE)","v":{"$error":"#N/A"}},1]
[null,null,{"$f":"VLOOKUP('1. Eff Raw Data'!S9092,'CAS#check'!A$2:A$190,1,FALSE)","v":{"$error":"#N/A"}},1]
[null,null,{"$f":"VLOOKUP('1. Eff Raw Data'!S9093,'CAS#check'!A$2:A$190,1,FALSE)","v":{"$error":"#N/A"}},1]
[null,null,{"$f":"VLOOKUP('1. Eff Raw Data'!S9094,'CAS#check'!A$2:A$190,1,FALSE)","v":{"$error":"#N/A"}},1]
[null,null,{"$f":"VLOOKUP('1. Eff Raw Data'!S9095,'CAS#check'!A$2:A$190,1,FALSE)","v":{"$error":"#N/A"}},1]
[null,null,{"$f":"VLOOKUP('1. Eff Raw Data'!S9096,'CAS#check'!A$2:A$190,1,FALSE)","v":{"$error":"#N/A"}},1]
[null,null,{"$f":"VLOOKUP('1. Eff Raw Data'!S9097,'CAS#check'!A$2:A$190,1,FALSE)","v":{"$error":"#N/A"}},1]
[null,null,{"$f":"VLOOKUP('1. Eff Raw Data'!S9098,'CAS#check'!A$2:A$190,1,FALSE)","v":{"$error":"#N/A"}},1]
[null,null,{"$f":"VLOOKUP('1. Eff Raw Data'!S9099,'CAS#check'!A$2:A$190,1,FALSE)","v":{"$error":"#N/A"}},1]
[null,null,{"$f":"VLOOKUP('1. Eff Raw Data'!S9100,'CAS#check'!A$2:A$190,1,FALSE)","v":{"$error":"#N/A"}},1]
[null,null,{"$f":"VLOOKUP('1. Eff Raw Data'!S9101,'CAS#check'!A$2:A$190,1,FALSE)","v":{"$error":"#N/A"}},1]
[null,null,{"$f":"VLOOKUP('1. Eff Raw Data'!S9102,'CAS#check'!A$2:A$190,1,FALSE)","v":{"$error":"#N/A"}},1]
[null,null,{"$f":"VLOOKUP('1. Eff Raw Data'!S9103,'CAS#check'!A$2:A$190,1,FALSE)","v":{"$error":"#N/A"}},1]
[null,null,{"$f":"VLOOKUP('1. Eff Raw Data'!S9104,'CAS#check'!A$2:A$190,1,FALSE)","v":{"$error":"#N/A"}},1]
[null,null,{"$f":"VLOOKUP('1. Eff Raw Data'!S9105,'CAS#check'!A$2:A$190,1,FALSE)","v":{"$error":"#N/A"}},1]
[null,null,{"$f":"VLOOKUP('1. Eff Raw Data'!S9106,'CAS#check'!A$2:A$190,1,FALSE)","v":{"$error":"#N/A"}},1]
[null,null,{"$f":"VLOOKUP('1. Eff Raw Data'!S9107,'CAS#check'!A$2:A$190,1,FALSE)","v":{"$error":"#N/A"}},1]
[null,null,{"$f":"VLOOKUP('1. Eff Raw Data'!S9108,'CAS#check'!A$2:A$190,1,FALSE)","v":{"$error":"#N/A"}},1]
[null,null,{"$f":"VLOOKUP('1. Eff Raw Data'!S9109,'CAS#check'!A$2:A$190,1,FALSE)","v":{"$error":"#N/A"}},1]
[null,null,{"$f":"VLOOKUP('1. Eff Raw Data'!S9110,'CAS#check'!A$2:A$190,1,FALSE)","v":{"$error":"#N/A"}},1]
[null,null,{"$f":"VLOOKUP('1. Eff Raw Data'!S9111,'CAS#check'!A$2:A$190,1,FALSE)","v":{"$error":"#N/A"}},1]
[null,null,{"$f":"VLOOKUP('1. Eff Raw Data'!S9112,'CAS#check'!A$2:A$190,1,FALSE)","v":{"$error":"#N/A"}},1]
[null,null,{"$f":"VLOOKUP('1. Eff Raw Data'!S9113,'CAS#check'!A$2:A$190,1,FALSE)","v":{"$error":"#N/A"}},1]
[null,null,{"$f":"VLOOKUP('1. Eff Raw Data'!S9114,'CAS#check'!A$2:A$190,1,FALSE)","v":{"$error":"#N/A"}},1]
[null,null,{"$f":"VLOOKUP('1. Eff Raw Data'!S9115,'CAS#check'!A$2:A$190,1,FALSE)","v":{"$error":"#N/A"}},1]
[null,null,{"$f":"VLOOKUP('1. Eff Raw Data'!S9116,'CAS#check'!A$2:A$190,1,FALSE)","v":{"$error":"#N/A"}},1]
[null,null,{"$f":"VLOOKUP('1. Eff Raw Data'!S9117,'CAS#check'!A$2:A$190,1,FALSE)","v":{"$error":"#N/A"}},1]
[null,null,{"$f":"VLOOKUP('1. Eff Raw Data'!S9118,'CAS#check'!A$2:A$190,1,FALSE)","v":{"$error":"#N/A"}},1]
[null,null,{"$f":"VLOOKUP('1. Eff Raw Data'!S9119,'CAS#check'!A$2:A$190,1,FALSE)","v":{"$error":"#N/A"}},1]
[null,null,{"$f":"VLOOKUP('1. Eff Raw Data'!S9120,'CAS#check'!A$2:A$190,1,FALSE)","v":{"$error":"#N/A"}},1]
[null,null,{"$f":"VLOOKUP('1. Eff Raw Data'!S9121,'CAS#check'!A$2:A$190,1,FALSE)","v":{"$error":"#N/A"}},1]
[null,null,{"$f":"VLOOKUP('1. Eff Raw Data'!S9122,'CAS#check'!A$2:A$190,1,FALSE)","v":{"$error":"#N/A"}},1]
[null,null,{"$f":"VLOOKUP('1. Eff Raw Data'!S9123,'CAS#check'!A$2:A$190,1,FALSE)","v":{"$error":"#N/A"}},1]
[null,null,{"$f":"VLOOKUP('1. Eff Raw Data'!S9124,'CAS#check'!A$2:A$190,1,FALSE)","v":{"$error":"#N/A"}},1]
[null,null,{"$f":"VLOOKUP('1. Eff Raw Data'!S9125,'CAS#check'!A$2:A$190,1,FALSE)","v":{"$error":"#N/A"}},1]
[null,null,{"$f":"VLOOKUP('1. Eff Raw Data'!S9126,'CAS#check'!A$2:A$190,1,FALSE)","v":{"$error":"#N/A"}},1]
[null,null,{"$f":"VLOOKUP('1. Eff Raw Data'!S9127,'CAS#check'!A$2:A$190,1,FALSE)","v":{"$error":"#N/A"}},1]
[null,null,{"$f":"VLOOKUP('1. Eff Raw Data'!S9128,'CAS#check'!A$2:A$190,1,FALSE)","v":{"$error":"#N/A"}},1]
[null,null,{"$f":"VLOOKUP('1. Eff Raw Data'!S9129,'CAS#check'!A$2:A$190,1,FALSE)","v":{"$error":"#N/A"}},1]
[null,null,{"$f":"VLOOKUP('1. Eff Raw Data'!S9130,'CAS#check'!A$2:A$190,1,FALSE)","v":{"$error":"#N/A"}},1]
[null,null,{"$f":"VLOOKUP('1. Eff Raw Data'!S9131,'CAS#check'!A$2:A$190,1,FALSE)","v":{"$error":"#N/A"}},1]
[null,null,{"$f":"VLOOKUP('1. Eff Raw Data'!S9132,'CAS#check'!A$2:A$190,1,FALSE)","v":{"$error":"#N/A"}},1]
[null,null,{"$f":"VLOOKUP('1. Eff Raw Data'!S9133,'CAS#check'!A$2:A$190,1,FALSE)","v":{"$error":"#N/A"}},1]
[null,null,{"$f":"VLOOKUP('1. Eff Raw Data'!S9134,'CAS#check'!A$2:A$190,1,FALSE)","v":{"$error":"#N/A"}},1]
[null,null,{"$f":"VLOOKUP('1. Eff Raw Data'!S9135,'CAS#check'!A$2:A$190,1,FALSE)","v":{"$error":"#N/A"}},1]
[null,null,{"$f":"VLOOKUP('1. Eff Raw Data'!S9136,'CAS#check'!A$2:A$190,1,FALSE)","v":{"$error":"#N/A"}},1]
[null,null,{"$f":"VLOOKUP('1. Eff Raw Data'!S9137,'CAS#check'!A$2:A$190,1,FALSE)","v":{"$error":"#N/A"}},1]
[null,null,{"$f":"VLOOKUP('1. Eff Raw Data'!S9138,'CAS#check'!A$2:A$190,1,FALSE)","v":{"$error":"#N/A"}},1]
[null,null,{"$f":"VLOOKUP('1. Eff Raw Data'!S9139,'CAS#check'!A$2:A$190,1,FALSE)","v":{"$error":"#N/A"}},1]
[null,null,{"$f":"VLOOKUP('1. Eff Raw Data'!S9140,'CAS#check'!A$2:A$190,1,FALSE)","v":{"$error":"#N/A"}},1]
[null,null,{"$f":"VLOOKUP('1. Eff Raw Data'!S9141,'CAS#check'!A$2:A$190,1,FALSE)","v":{"$error":"#N/A"}},1]
[null,null,{"$f":"VLOOKUP('1. Eff Raw Data'!S9142,'CAS#check'!A$2:A$190,1,FALSE)","v":{"$error":"#N/A"}},1]
[null,null,{"$f":"VLOOKUP('1. Eff Raw Data'!S9143,'CAS#check'!A$2:A$190,1,FALSE)","v":{"$error":"#N/A"}},1]
[null,null,{"$f":"VLOOKUP('1. Eff Raw Data'!S9144,'CAS#check'!A$2:A$190,1,FALSE)","v":{"$error":"#N/A"}},1]
[null,null,{"$f":"VLOOKUP('1. Eff Raw Data'!S9145,'CAS#check'!A$2:A$190,1,FALSE)","v":{"$error":"#N/A"}},1]
[null,null,{"$f":"VLOOKUP('1. Eff Raw Data'!S9146,'CAS#check'!A$2:A$190,1,FALSE)","v":{"$error":"#N/A"}},1]
[null,null,{"$f":"VLOOKUP('1. Eff Raw Data'!S9147,'CAS#check'!A$2:A$190,1,FALSE)","v":{"$error":"#N/A"}},1]
[null,null,{"$f":"VLOOKUP('1. Eff Raw Data'!S9148,'CAS#check'!A$2:A$190,1,FALSE)","v":{"$error":"#N/A"}},1]
[null,null,{"$f":"VLOOKUP('1. Eff Raw Data'!S9149,'CAS#check'!A$2:A$190,1,FALSE)","v":{"$error":"#N/A"}},{"$f":"IFERROR(_xlfn.IFNA(0*C9149,1),0)","v":1}]
[null,null,{"$f":"VLOOKUP('1. Eff Raw Data'!S9150,'CAS#check'!A$2:A$190,1,FALSE)","v":{"$error":"#N/A"}},1]
[null,null,{"$f":"VLOOKUP('1. Eff Raw Data'!S9151,'CAS#check'!A$2:A$190,1,FALSE)","v":{"$error":"#N/A"}},1]
[null,null,{"$f":"VLOOKUP('1. Eff Raw Data'!S9152,'CAS#check'!A$2:A$190,1,FALSE)","v":{"$error":"#N/A"}},1]
[null,null,{"$f":"VLOOKUP('1. Eff Raw Data'!S9153,'CAS#check'!A$2:A$190,1,FALSE)","v":{"$error":"#N/A"}},1]
[null,null,{"$f":"VLOOKUP('1. Eff Raw Data'!S9154,'CAS#check'!A$2:A$190,1,FALSE)","v":{"$error":"#N/A"}},1]
[null,null,{"$f":"VLOOKUP('1. Eff Raw Data'!S9155,'CAS#check'!A$2:A$190,1,FALSE)","v":{"$error":"#N/A"}},1]
[null,null,{"$f":"VLOOKUP('1. Eff Raw Data'!S9156,'CAS#check'!A$2:A$190,1,FALSE)","v":{"$error":"#N/A"}},1]
[null,null,{"$f":"VLOOKUP('1. Eff Raw Data'!S9157,'CAS#check'!A$2:A$190,1,FALSE)","v":{"$error":"#N/A"}},1]
[null,null,{"$f":"VLOOKUP('1. Eff Raw Data'!S9158,'CAS#check'!A$2:A$190,1,FALSE)","v":{"$error":"#N/A"}},1]
[null,null,{"$f":"VLOOKUP('1. Eff Raw Data'!S9159,'CAS#check'!A$2:A$190,1,FALSE)","v":{"$error":"#N/A"}},1]
[null,null,{"$f":"VLOOKUP('1. Eff Raw Data'!S9160,'CAS#check'!A$2:A$190,1,FALSE)","v":{"$error":"#N/A"}},1]
[null,null,{"$f":"VLOOKUP('1. Eff Raw Data'!S9161,'CAS#check'!A$2:A$190,1,FALSE)","v":{"$error":"#N/A"}},1]
[null,null,{"$f":"VLOOKUP('1. Eff Raw Data'!S9162,'CAS#check'!A$2:A$190,1,FALSE)","v":{"$error":"#N/A"}},1]
[null,null,{"$f":"VLOOKUP('1. Eff Raw Data'!S9163,'CAS#check'!A$2:A$190,1,FALSE)","v":{"$error":"#N/A"}},1]
[null,null,{"$f":"VLOOKUP('1. Eff Raw Data'!S9164,'CAS#check'!A$2:A$190,1,FALSE)","v":{"$error":"#N/A"}},1]
[null,null,{"$f":"VLOOKUP('1. Eff Raw Data'!S9165,'CAS#check'!A$2:A$190,1,FALSE)","v":{"$error":"#N/A"}},1]
[null,null,{"$f":"VLOOKUP('1. Eff Raw Data'!S9166,'CAS#check'!A$2:A$190,1,FALSE)","v":{"$error":"#N/A"}},1]
[null,null,{"$f":"VLOOKUP('1. Eff Raw Data'!S9167,'CAS#check'!A$2:A$190,1,FALSE)","v":{"$error":"#N/A"}},1]
[null,null,{"$f":"VLOOKUP('1. Eff Raw Data'!S9168,'CAS#check'!A$2:A$190,1,FALSE)","v":{"$error":"#N/A"}},1]
[null,null,{"$f":"VLOOKUP('1. Eff Raw Data'!S9169,'CAS#check'!A$2:A$190,1,FALSE)","v":{"$error":"#N/A"}},1]
[null,null,{"$f":"VLOOKUP('1. Eff Raw Data'!S9170,'CAS#check'!A$2:A$190,1,FALSE)","v":{"$error":"#N/A"}},1]
[null,null,{"$f":"VLOOKUP('1. Eff Raw Data'!S9171,'CAS#check'!A$2:A$190,1,FALSE)","v":{"$error":"#N/A"}},1]
[null,null,{"$f":"VLOOKUP('1. Eff Raw Data'!S9172,'CAS#check'!A$2:A$190,1,FALSE)","v":{"$error":"#N/A"}},1]
[null,null,{"$f":"VLOOKUP('1. Eff Raw Data'!S9173,'CAS#check'!A$2:A$190,1,FALSE)","v":{"$error":"#N/A"}},1]
[null,null,{"$f":"VLOOKUP('1. Eff Raw Data'!S9174,'CAS#check'!A$2:A$190,1,FALSE)","v":{"$error":"#N/A"}},1]
[null,null,{"$f":"VLOOKUP('1. Eff Raw Data'!S9175,'CAS#check'!A$2:A$190,1,FALSE)","v":{"$error":"#N/A"}},1]
[null,null,{"$f":"VLOOKUP('1. Eff Raw Data'!S9176,'CAS#check'!A$2:A$190,1,FALSE)","v":{"$error":"#N/A"}},1]
[null,null,{"$f":"VLOOKUP('1. Eff Raw Data'!S9177,'CAS#check'!A$2:A$190,1,FALSE)","v":{"$error":"#N/A"}},1]
[null,null,{"$f":"VLOOKUP('1. Eff Raw Data'!S9178,'CAS#check'!A$2:A$190,1,FALSE)","v":{"$error":"#N/A"}},1]
[null,null,{"$f":"VLOOKUP('1. Eff Raw Data'!S9179,'CAS#check'!A$2:A$190,1,FALSE)","v":{"$error":"#N/A"}},1]
[null,null,{"$f":"VLOOKUP('1. Eff Raw Data'!S9180,'CAS#check'!A$2:A$190,1,FALSE)","v":{"$error":"#N/A"}},1]
[null,null,{"$f":"VLOOKUP('1. Eff Raw Data'!S9181,'CAS#check'!A$2:A$190,1,FALSE)","v":{"$error":"#N/A"}},1]
[null,null,{"$f":"VLOOKUP('1. Eff Raw Data'!S9182,'CAS#check'!A$2:A$190,1,FALSE)","v":{"$error":"#N/A"}},1]
[null,null,{"$f":"VLOOKUP('1. Eff Raw Data'!S9183,'CAS#check'!A$2:A$190,1,FALSE)","v":{"$error":"#N/A"}},1]
[null,null,{"$f":"VLOOKUP('1. Eff Raw Data'!S9184,'CAS#check'!A$2:A$190,1,FALSE)","v":{"$error":"#N/A"}},1]
[null,null,{"$f":"VLOOKUP('1. Eff Raw Data'!S9185,'CAS#check'!A$2:A$190,1,FALSE)","v":{"$error":"#N/A"}},1]
[null,null,{"$f":"VLOOKUP('1. Eff Raw Data'!S9186,'CAS#check'!A$2:A$190,1,FALSE)","v":{"$error":"#N/A"}},1]
[null,null,{"$f":"VLOOKUP('1. Eff Raw Data'!S9187,'CAS#check'!A$2:A$190,1,FALSE)","v":{"$error":"#N/A"}},1]
[null,null,{"$f":"VLOOKUP('1. Eff Raw Data'!S9188,'CAS#check'!A$2:A$190,1,FALSE)","v":{"$error":"#N/A"}},1]
[null,null,{"$f":"VLOOKUP('1. Eff Raw Data'!S9189,'CAS#check'!A$2:A$190,1,FALSE)","v":{"$error":"#N/A"}},1]
[null,null,{"$f":"VLOOKUP('1. Eff Raw Data'!S9190,'CAS#check'!A$2:A$190,1,FALSE)","v":{"$error":"#N/A"}},1]
[null,null,{"$f":"VLOOKUP('1. Eff Raw Data'!S9191,'CAS#check'!A$2:A$190,1,FALSE)","v":{"$error":"#N/A"}},1]
[null,null,{"$f":"VLOOKUP('1. Eff Raw Data'!S9192,'CAS#check'!A$2:A$190,1,FALSE)","v":{"$error":"#N/A"}},1]
[null,null,{"$f":"VLOOKUP('1. Eff Raw Data'!S9193,'CAS#check'!A$2:A$190,1,FALSE)","v":{"$error":"#N/A"}},1]
[null,null,{"$f":"VLOOKUP('1. Eff Raw Data'!S9194,'CAS#check'!A$2:A$190,1,FALSE)","v":{"$error":"#N/A"}},1]
[null,null,{"$f":"VLOOKUP('1. Eff Raw Data'!S9195,'CAS#check'!A$2:A$190,1,FALSE)","v":{"$error":"#N/A"}},1]
[null,null,{"$f":"VLOOKUP('1. Eff Raw Data'!S9196,'CAS#check'!A$2:A$190,1,FALSE)","v":{"$error":"#N/A"}},1]
[null,null,{"$f":"VLOOKUP('1. Eff Raw Data'!S9197,'CAS#check'!A$2:A$190,1,FALSE)","v":{"$error":"#N/A"}},1]
[null,null,{"$f":"VLOOKUP('1. Eff Raw Data'!S9198,'CAS#check'!A$2:A$190,1,FALSE)","v":{"$error":"#N/A"}},1]
[null,null,{"$f":"VLOOKUP('1. Eff Raw Data'!S9199,'CAS#check'!A$2:A$190,1,FALSE)","v":{"$error":"#N/A"}},1]
[null,null,{"$f":"VLOOKUP('1. Eff Raw Data'!S9200,'CAS#check'!A$2:A$190,1,FALSE)","v":{"$error":"#N/A"}},1]
[null,null,{"$f":"VLOOKUP('1. Eff Raw Data'!S9201,'CAS#check'!A$2:A$190,1,FALSE)","v":{"$error":"#N/A"}},1]
[null,null,{"$f":"VLOOKUP('1. Eff Raw Data'!S9202,'CAS#check'!A$2:A$190,1,FALSE)","v":{"$error":"#N/A"}},1]
[null,null,{"$f":"VLOOKUP('1. Eff Raw Data'!S9203,'CAS#check'!A$2:A$190,1,FALSE)","v":{"$error":"#N/A"}},1]
[null,null,{"$f":"VLOOKUP('1. Eff Raw Data'!S9204,'CAS#check'!A$2:A$190,1,FALSE)","v":{"$error":"#N/A"}},1]
[null,null,{"$f":"VLOOKUP('1. Eff Raw Data'!S9205,'CAS#check'!A$2:A$190,1,FALSE)","v":{"$error":"#N/A"}},1]
[null,null,{"$f":"VLOOKUP('1. Eff Raw Data'!S9206,'CAS#check'!A$2:A$190,1,FALSE)","v":{"$error":"#N/A"}},1]
[null,null,{"$f":"VLOOKUP('1. Eff Raw Data'!S9207,'CAS#check'!A$2:A$190,1,FALSE)","v":{"$error":"#N/A"}},1]
[null,null,{"$f":"VLOOKUP('1. Eff Raw Data'!S9208,'CAS#check'!A$2:A$190,1,FALSE)","v":{"$error":"#N/A"}},1]
[null,null,{"$f":"VLOOKUP('1. Eff Raw Data'!S9209,'CAS#check'!A$2:A$190,1,FALSE)","v":{"$error":"#N/A"}},1]
[null,null,{"$f":"VLOOKUP('1. Eff Raw Data'!S9210,'CAS#check'!A$2:A$190,1,FALSE)","v":{"$error":"#N/A"}},1]
[null,null,{"$f":"VLOOKUP('1. Eff Raw Data'!S9211,'CAS#check'!A$2:A$190,1,FALSE)","v":{"$error":"#N/A"}},1]
[null,null,{"$f":"VLOOKUP('1. Eff Raw Data'!S9212,'CAS#check'!A$2:A$190,1,FALSE)","v":{"$error":"#N/A"}},1]
[null,null,{"$f":"VLOOKUP('1. Eff Raw Data'!S9213,'CAS#check'!A$2:A$190,1,FALSE)","v":{"$error":"#N/A"}},{"$f":"IFERROR(_xlfn.IFNA(0*C9213,1),0)","v":1}]
[null,null,{"$f":"VLOOKUP('1. Eff Raw Data'!S9214,'CAS#check'!A$2:A$190,1,FALSE)","v":{"$error":"#N/A"}},1]
[null,null,{"$f":"VLOOKUP('1. Eff Raw Data'!S9215,'CAS#check'!A$2:A$190,1,FALSE)","v":{"$error":"#N/A"}},1]
[null,null,{"$f":"VLOOKUP('1. Eff Raw Data'!S9216,'CAS#check'!A$2:A$190,1,FALSE)","v":{"$error":"#N/A"}},1]
[null,null,{"$f":"VLOOKUP('1. Eff Raw Data'!S9217,'CAS#check'!A$2:A$190,1,FALSE)","v":{"$error":"#N/A"}},1]
[null,null,{"$f":"VLOOKUP('1. Eff Raw Data'!S9218,'CAS#check'!A$2:A$190,1,FALSE)","v":{"$error":"#N/A"}},1]
[null,null,{"$f":"VLOOKUP('1. Eff Raw Data'!S9219,'CAS#check'!A$2:A$190,1,FALSE)","v":{"$error":"#N/A"}},1]
[null,null,{"$f":"VLOOKUP('1. Eff Raw Data'!S9220,'CAS#check'!A$2:A$190,1,FALSE)","v":{"$error":"#N/A"}},1]
[null,null,{"$f":"VLOOKUP('1. Eff Raw Data'!S9221,'CAS#check'!A$2:A$190,1,FALSE)","v":{"$error":"#N/A"}},1]
[null,null,{"$f":"VLOOKUP('1. Eff Raw Data'!S9222,'CAS#check'!A$2:A$190,1,FALSE)","v":{"$error":"#N/A"}},1]
[null,null,{"$f":"VLOOKUP('1. Eff Raw Data'!S9223,'CAS#check'!A$2:A$190,1,FALSE)","v":{"$error":"#N/A"}},1]
[null,null,{"$f":"VLOOKUP('1. Eff Raw Data'!S9224,'CAS#check'!A$2:A$190,1,FALSE)","v":{"$error":"#N/A"}},1]
[null,null,{"$f":"VLOOKUP('1. Eff Raw Data'!S9225,'CAS#check'!A$2:A$190,1,FALSE)","v":{"$error":"#N/A"}},1]
[null,null,{"$f":"VLOOKUP('1. Eff Raw Data'!S9226,'CAS#check'!A$2:A$190,1,FALSE)","v":{"$error":"#N/A"}},1]
[null,null,{"$f":"VLOOKUP('1. Eff Raw Data'!S9227,'CAS#check'!A$2:A$190,1,FALSE)","v":{"$error":"#N/A"}},1]
[null,null,{"$f":"VLOOKUP('1. Eff Raw Data'!S9228,'CAS#check'!A$2:A$190,1,FALSE)","v":{"$error":"#N/A"}},1]
[null,null,{"$f":"VLOOKUP('1. Eff Raw Data'!S9229,'CAS#check'!A$2:A$190,1,FALSE)","v":{"$error":"#N/A"}},1]
[null,null,{"$f":"VLOOKUP('1. Eff Raw Data'!S9230,'CAS#check'!A$2:A$190,1,FALSE)","v":{"$error":"#N/A"}},1]
[null,null,{"$f":"VLOOKUP('1. Eff Raw Data'!S9231,'CAS#check'!A$2:A$190,1,FALSE)","v":{"$error":"#N/A"}},1]
[null,null,{"$f":"VLOOKUP('1. Eff Raw Data'!S9232,'CAS#check'!A$2:A$190,1,FALSE)","v":{"$error":"#N/A"}},1]
[null,null,{"$f":"VLOOKUP('1. Eff Raw Data'!S9233,'CAS#check'!A$2:A$190,1,FALSE)","v":{"$error":"#N/A"}},1]
[null,null,{"$f":"VLOOKUP('1. Eff Raw Data'!S9234,'CAS#check'!A$2:A$190,1,FALSE)","v":{"$error":"#N/A"}},1]
[null,null,{"$f":"VLOOKUP('1. Eff Raw Data'!S9235,'CAS#check'!A$2:A$190,1,FALSE)","v":{"$error":"#N/A"}},1]
[null,null,{"$f":"VLOOKUP('1. Eff Raw Data'!S9236,'CAS#check'!A$2:A$190,1,FALSE)","v":{"$error":"#N/A"}},1]
[null,null,{"$f":"VLOOKUP('1. Eff Raw Data'!S9237,'CAS#check'!A$2:A$190,1,FALSE)","v":{"$error":"#N/A"}},1]
[null,null,{"$f":"VLOOKUP('1. Eff Raw Data'!S9238,'CAS#check'!A$2:A$190,1,FALSE)","v":{"$error":"#N/A"}},1]
[null,null,{"$f":"VLOOKUP('1. Eff Raw Data'!S9239,'CAS#check'!A$2:A$190,1,FALSE)","v":{"$error":"#N/A"}},1]
[null,null,{"$f":"VLOOKUP('1. Eff Raw Data'!S9240,'CAS#check'!A$2:A$190,1,FALSE)","v":{"$error":"#N/A"}},1]
[null,null,{"$f":"VLOOKUP('1. Eff Raw Data'!S9241,'CAS#check'!A$2:A$190,1,FALSE)","v":{"$error":"#N/A"}},1]
[null,null,{"$f":"VLOOKUP('1. Eff Raw Data'!S9242,'CAS#check'!A$2:A$190,1,FALSE)","v":{"$error":"#N/A"}},1]
[null,null,{"$f":"VLOOKUP('1. Eff Raw Data'!S9243,'CAS#check'!A$2:A$190,1,FALSE)","v":{"$error":"#N/A"}},1]
[null,null,{"$f":"VLOOKUP('1. Eff Raw Data'!S9244,'CAS#check'!A$2:A$190,1,FALSE)","v":{"$error":"#N/A"}},1]
[null,null,{"$f":"VLOOKUP('1. Eff Raw Data'!S9245,'CAS#check'!A$2:A$190,1,FALSE)","v":{"$error":"#N/A"}},1]
[null,null,{"$f":"VLOOKUP('1. Eff Raw Data'!S9246,'CAS#check'!A$2:A$190,1,FALSE)","v":{"$error":"#N/A"}},1]
[null,null,{"$f":"VLOOKUP('1. Eff Raw Data'!S9247,'CAS#check'!A$2:A$190,1,FALSE)","v":{"$error":"#N/A"}},1]
[null,null,{"$f":"VLOOKUP('1. Eff Raw Data'!S9248,'CAS#check'!A$2:A$190,1,FALSE)","v":{"$error":"#N/A"}},1]
[null,null,{"$f":"VLOOKUP('1. Eff Raw Data'!S9249,'CAS#check'!A$2:A$190,1,FALSE)","v":{"$error":"#N/A"}},1]
[null,null,{"$f":"VLOOKUP('1. Eff Raw Data'!S9250,'CAS#check'!A$2:A$190,1,FALSE)","v":{"$error":"#N/A"}},1]
[null,null,{"$f":"VLOOKUP('1. Eff Raw Data'!S9251,'CAS#check'!A$2:A$190,1,FALSE)","v":{"$error":"#N/A"}},1]
[null,null,{"$f":"VLOOKUP('1. Eff Raw Data'!S9252,'CAS#check'!A$2:A$190,1,FALSE)","v":{"$error":"#N/A"}},1]
[null,null,{"$f":"VLOOKUP('1. Eff Raw Data'!S9253,'CAS#check'!A$2:A$190,1,FALSE)","v":{"$error":"#N/A"}},1]
[null,null,{"$f":"VLOOKUP('1. Eff Raw Data'!S9254,'CAS#check'!A$2:A$190,1,FALSE)","v":{"$error":"#N/A"}},1]
[null,null,{"$f":"VLOOKUP('1. Eff Raw Data'!S9255,'CAS#check'!A$2:A$190,1,FALSE)","v":{"$error":"#N/A"}},1]
[null,null,{"$f":"VLOOKUP('1. Eff Raw Data'!S9256,'CAS#check'!A$2:A$190,1,FALSE)","v":{"$error":"#N/A"}},1]
[null,null,{"$f":"VLOOKUP('1. Eff Raw Data'!S9257,'CAS#check'!A$2:A$190,1,FALSE)","v":{"$error":"#N/A"}},1]
[null,null,{"$f":"VLOOKUP('1. Eff Raw Data'!S9258,'CAS#check'!A$2:A$190,1,FALSE)","v":{"$error":"#N/A"}},1]
[null,null,{"$f":"VLOOKUP('1. Eff Raw Data'!S9259,'CAS#check'!A$2:A$190,1,FALSE)","v":{"$error":"#N/A"}},1]
[null,null,{"$f":"VLOOKUP('1. Eff Raw Data'!S9260,'CAS#check'!A$2:A$190,1,FALSE)","v":{"$error":"#N/A"}},1]
[null,null,{"$f":"VLOOKUP('1. Eff Raw Data'!S9261,'CAS#check'!A$2:A$190,1,FALSE)","v":{"$error":"#N/A"}},1]
[null,null,{"$f":"VLOOKUP('1. Eff Raw Data'!S9262,'CAS#check'!A$2:A$190,1,FALSE)","v":{"$error":"#N/A"}},1]
[null,null,{"$f":"VLOOKUP('1. Eff Raw Data'!S9263,'CAS#check'!A$2:A$190,1,FALSE)","v":{"$error":"#N/A"}},1]
[null,null,{"$f":"VLOOKUP('1. Eff Raw Data'!S9264,'CAS#check'!A$2:A$190,1,FALSE)","v":{"$error":"#N/A"}},1]
[null,null,{"$f":"VLOOKUP('1. Eff Raw Data'!S9265,'CAS#check'!A$2:A$190,1,FALSE)","v":{"$error":"#N/A"}},1]
[null,null,{"$f":"VLOOKUP('1. Eff Raw Data'!S9266,'CAS#check'!A$2:A$190,1,FALSE)","v":{"$error":"#N/A"}},1]
[null,null,{"$f":"VLOOKUP('1. Eff Raw Data'!S9267,'CAS#check'!A$2:A$190,1,FALSE)","v":{"$error":"#N/A"}},1]
[null,null,{"$f":"VLOOKUP('1. Eff Raw Data'!S9268,'CAS#check'!A$2:A$190,1,FALSE)","v":{"$error":"#N/A"}},1]
[null,null,{"$f":"VLOOKUP('1. Eff Raw Data'!S9269,'CAS#check'!A$2:A$190,1,FALSE)","v":{"$error":"#N/A"}},1]
[null,null,{"$f":"VLOOKUP('1. Eff Raw Data'!S9270,'CAS#check'!A$2:A$190,1,FALSE)","v":{"$error":"#N/A"}},1]
[null,null,{"$f":"VLOOKUP('1. Eff Raw Data'!S9271,'CAS#check'!A$2:A$190,1,FALSE)","v":{"$error":"#N/A"}},1]
[null,null,{"$f":"VLOOKUP('1. Eff Raw Data'!S9272,'CAS#check'!A$2:A$190,1,FALSE)","v":{"$error":"#N/A"}},1]
[null,null,{"$f":"VLOOKUP('1. Eff Raw Data'!S9273,'CAS#check'!A$2:A$190,1,FALSE)","v":{"$error":"#N/A"}},1]
[null,null,{"$f":"VLOOKUP('1. Eff Raw Data'!S9274,'CAS#check'!A$2:A$190,1,FALSE)","v":{"$error":"#N/A"}},1]
[null,null,{"$f":"VLOOKUP('1. Eff Raw Data'!S9275,'CAS#check'!A$2:A$190,1,FALSE)","v":{"$error":"#N/A"}},1]
[null,null,{"$f":"VLOOKUP('1. Eff Raw Data'!S9276,'CAS#check'!A$2:A$190,1,FALSE)","v":{"$error":"#N/A"}},1]
[null,null,{"$f":"VLOOKUP('1. Eff Raw Data'!S9277,'CAS#check'!A$2:A$190,1,FALSE)","v":{"$error":"#N/A"}},{"$f":"IFERROR(_xlfn.IFNA(0*C9277,1),0)","v":1}]
[null,null,{"$f":"VLOOKUP('1. Eff Raw Data'!S9278,'CAS#check'!A$2:A$190,1,FALSE)","v":{"$error":"#N/A"}},1]
[null,null,{"$f":"VLOOKUP('1. Eff Raw Data'!S9279,'CAS#check'!A$2:A$190,1,FALSE)","v":{"$error":"#N/A"}},1]
[null,null,{"$f":"VLOOKUP('1. Eff Raw Data'!S9280,'CAS#check'!A$2:A$190,1,FALSE)","v":{"$error":"#N/A"}},1]
[null,null,{"$f":"VLOOKUP('1. Eff Raw Data'!S9281,'CAS#check'!A$2:A$190,1,FALSE)","v":{"$error":"#N/A"}},1]
[null,null,{"$f":"VLOOKUP('1. Eff Raw Data'!S9282,'CAS#check'!A$2:A$190,1,FALSE)","v":{"$error":"#N/A"}},1]
[null,null,{"$f":"VLOOKUP('1. Eff Raw Data'!S9283,'CAS#check'!A$2:A$190,1,FALSE)","v":{"$error":"#N/A"}},1]
[null,null,{"$f":"VLOOKUP('1. Eff Raw Data'!S9284,'CAS#check'!A$2:A$190,1,FALSE)","v":{"$error":"#N/A"}},1]
[null,null,{"$f":"VLOOKUP('1. Eff Raw Data'!S9285,'CAS#check'!A$2:A$190,1,FALSE)","v":{"$error":"#N/A"}},1]
[null,null,{"$f":"VLOOKUP('1. Eff Raw Data'!S9286,'CAS#check'!A$2:A$190,1,FALSE)","v":{"$error":"#N/A"}},1]
[null,null,{"$f":"VLOOKUP('1. Eff Raw Data'!S9287,'CAS#check'!A$2:A$190,1,FALSE)","v":{"$error":"#N/A"}},1]
[null,null,{"$f":"VLOOKUP('1. Eff Raw Data'!S9288,'CAS#check'!A$2:A$190,1,FALSE)","v":{"$error":"#N/A"}},1]
[null,null,{"$f":"VLOOKUP('1. Eff Raw Data'!S9289,'CAS#check'!A$2:A$190,1,FALSE)","v":{"$error":"#N/A"}},1]
[null,null,{"$f":"VLOOKUP('1. Eff Raw Data'!S9290,'CAS#check'!A$2:A$190,1,FALSE)","v":{"$error":"#N/A"}},1]
[null,null,{"$f":"VLOOKUP('1. Eff Raw Data'!S9291,'CAS#check'!A$2:A$190,1,FALSE)","v":{"$error":"#N/A"}},1]
[null,null,{"$f":"VLOOKUP('1. Eff Raw Data'!S9292,'CAS#check'!A$2:A$190,1,FALSE)","v":{"$error":"#N/A"}},1]
[null,null,{"$f":"VLOOKUP('1. Eff Raw Data'!S9293,'CAS#check'!A$2:A$190,1,FALSE)","v":{"$error":"#N/A"}},1]
[null,null,{"$f":"VLOOKUP('1. Eff Raw Data'!S9294,'CAS#check'!A$2:A$190,1,FALSE)","v":{"$error":"#N/A"}},1]
[null,null,{"$f":"VLOOKUP('1. Eff Raw Data'!S9295,'CAS#check'!A$2:A$190,1,FALSE)","v":{"$error":"#N/A"}},1]
[null,null,{"$f":"VLOOKUP('1. Eff Raw Data'!S9296,'CAS#check'!A$2:A$190,1,FALSE)","v":{"$error":"#N/A"}},1]
[null,null,{"$f":"VLOOKUP('1. Eff Raw Data'!S9297,'CAS#check'!A$2:A$190,1,FALSE)","v":{"$error":"#N/A"}},1]
[null,null,{"$f":"VLOOKUP('1. Eff Raw Data'!S9298,'CAS#check'!A$2:A$190,1,FALSE)","v":{"$error":"#N/A"}},1]
[null,null,{"$f":"VLOOKUP('1. Eff Raw Data'!S9299,'CAS#check'!A$2:A$190,1,FALSE)","v":{"$error":"#N/A"}},1]
[null,null,{"$f":"VLOOKUP('1. Eff Raw Data'!S9300,'CAS#check'!A$2:A$190,1,FALSE)","v":{"$error":"#N/A"}},1]
[null,null,{"$f":"VLOOKUP('1. Eff Raw Data'!S9301,'CAS#check'!A$2:A$190,1,FALSE)","v":{"$error":"#N/A"}},1]
[null,null,{"$f":"VLOOKUP('1. Eff Raw Data'!S9302,'CAS#check'!A$2:A$190,1,FALSE)","v":{"$error":"#N/A"}},1]
[null,null,{"$f":"VLOOKUP('1. Eff Raw Data'!S9303,'CAS#check'!A$2:A$190,1,FALSE)","v":{"$error":"#N/A"}},1]
[null,null,{"$f":"VLOOKUP('1. Eff Raw Data'!S9304,'CAS#check'!A$2:A$190,1,FALSE)","v":{"$error":"#N/A"}},1]
[null,null,{"$f":"VLOOKUP('1. Eff Raw Data'!S9305,'CAS#check'!A$2:A$190,1,FALSE)","v":{"$error":"#N/A"}},1]
[null,null,{"$f":"VLOOKUP('1. Eff Raw Data'!S9306,'CAS#check'!A$2:A$190,1,FALSE)","v":{"$error":"#N/A"}},1]
[null,null,{"$f":"VLOOKUP('1. Eff Raw Data'!S9307,'CAS#check'!A$2:A$190,1,FALSE)","v":{"$error":"#N/A"}},1]
[null,null,{"$f":"VLOOKUP('1. Eff Raw Data'!S9308,'CAS#check'!A$2:A$190,1,FALSE)","v":{"$error":"#N/A"}},1]
[null,null,{"$f":"VLOOKUP('1. Eff Raw Data'!S9309,'CAS#check'!A$2:A$190,1,FALSE)","v":{"$error":"#N/A"}},1]
[null,null,{"$f":"VLOOKUP('1. Eff Raw Data'!S9310,'CAS#check'!A$2:A$190,1,FALSE)","v":{"$error":"#N/A"}},1]
[null,null,{"$f":"VLOOKUP('1. Eff Raw Data'!S9311,'CAS#check'!A$2:A$190,1,FALSE)","v":{"$error":"#N/A"}},1]
[null,null,{"$f":"VLOOKUP('1. Eff Raw Data'!S9312,'CAS#check'!A$2:A$190,1,FALSE)","v":{"$error":"#N/A"}},1]
[null,null,{"$f":"VLOOKUP('1. Eff Raw Data'!S9313,'CAS#check'!A$2:A$190,1,FALSE)","v":{"$error":"#N/A"}},1]
[null,null,{"$f":"VLOOKUP('1. Eff Raw Data'!S9314,'CAS#check'!A$2:A$190,1,FALSE)","v":{"$error":"#N/A"}},1]
[null,null,{"$f":"VLOOKUP('1. Eff Raw Data'!S9315,'CAS#check'!A$2:A$190,1,FALSE)","v":{"$error":"#N/A"}},1]
[null,null,{"$f":"VLOOKUP('1. Eff Raw Data'!S9316,'CAS#check'!A$2:A$190,1,FALSE)","v":{"$error":"#N/A"}},1]
[null,null,{"$f":"VLOOKUP('1. Eff Raw Data'!S9317,'CAS#check'!A$2:A$190,1,FALSE)","v":{"$error":"#N/A"}},1]
[null,null,{"$f":"VLOOKUP('1. Eff Raw Data'!S9318,'CAS#check'!A$2:A$190,1,FALSE)","v":{"$error":"#N/A"}},1]
[null,null,{"$f":"VLOOKUP('1. Eff Raw Data'!S9319,'CAS#check'!A$2:A$190,1,FALSE)","v":{"$error":"#N/A"}},1]
[null,null,{"$f":"VLOOKUP('1. Eff Raw Data'!S9320,'CAS#check'!A$2:A$190,1,FALSE)","v":{"$error":"#N/A"}},1]
[null,null,{"$f":"VLOOKUP('1. Eff Raw Data'!S9321,'CAS#check'!A$2:A$190,1,FALSE)","v":{"$error":"#N/A"}},1]
[null,null,{"$f":"VLOOKUP('1. Eff Raw Data'!S9322,'CAS#check'!A$2:A$190,1,FALSE)","v":{"$error":"#N/A"}},1]
[null,null,{"$f":"VLOOKUP('1. Eff Raw Data'!S9323,'CAS#check'!A$2:A$190,1,FALSE)","v":{"$error":"#N/A"}},1]
[null,null,{"$f":"VLOOKUP('1. Eff Raw Data'!S9324,'CAS#check'!A$2:A$190,1,FALSE)","v":{"$error":"#N/A"}},1]
[null,null,{"$f":"VLOOKUP('1. Eff Raw Data'!S9325,'CAS#check'!A$2:A$190,1,FALSE)","v":{"$error":"#N/A"}},1]
[null,null,{"$f":"VLOOKUP('1. Eff Raw Data'!S9326,'CAS#check'!A$2:A$190,1,FALSE)","v":{"$error":"#N/A"}},1]
[null,null,{"$f":"VLOOKUP('1. Eff Raw Data'!S9327,'CAS#check'!A$2:A$190,1,FALSE)","v":{"$error":"#N/A"}},1]
[null,null,{"$f":"VLOOKUP('1. Eff Raw Data'!S9328,'CAS#check'!A$2:A$190,1,FALSE)","v":{"$error":"#N/A"}},1]
[null,null,{"$f":"VLOOKUP('1. Eff Raw Data'!S9329,'CAS#check'!A$2:A$190,1,FALSE)","v":{"$error":"#N/A"}},1]
[null,null,{"$f":"VLOOKUP('1. Eff Raw Data'!S9330,'CAS#check'!A$2:A$190,1,FALSE)","v":{"$error":"#N/A"}},1]
[null,null,{"$f":"VLOOKUP('1. Eff Raw Data'!S9331,'CAS#check'!A$2:A$190,1,FALSE)","v":{"$error":"#N/A"}},1]
[null,null,{"$f":"VLOOKUP('1. Eff Raw Data'!S9332,'CAS#check'!A$2:A$190,1,FALSE)","v":{"$error":"#N/A"}},1]
[null,null,{"$f":"VLOOKUP('1. Eff Raw Data'!S9333,'CAS#check'!A$2:A$190,1,FALSE)","v":{"$error":"#N/A"}},1]
[null,null,{"$f":"VLOOKUP('1. Eff Raw Data'!S9334,'CAS#check'!A$2:A$190,1,FALSE)","v":{"$error":"#N/A"}},1]
[null,null,{"$f":"VLOOKUP('1. Eff Raw Data'!S9335,'CAS#check'!A$2:A$190,1,FALSE)","v":{"$error":"#N/A"}},1]
[null,null,{"$f":"VLOOKUP('1. Eff Raw Data'!S9336,'CAS#check'!A$2:A$190,1,FALSE)","v":{"$error":"#N/A"}},1]
[null,null,{"$f":"VLOOKUP('1. Eff Raw Data'!S9337,'CAS#check'!A$2:A$190,1,FALSE)","v":{"$error":"#N/A"}},1]
[null,null,{"$f":"VLOOKUP('1. Eff Raw Data'!S9338,'CAS#check'!A$2:A$190,1,FALSE)","v":{"$error":"#N/A"}},1]
[null,null,{"$f":"VLOOKUP('1. Eff Raw Data'!S9339,'CAS#check'!A$2:A$190,1,FALSE)","v":{"$error":"#N/A"}},1]
[null,null,{"$f":"VLOOKUP('1. Eff Raw Data'!S9340,'CAS#check'!A$2:A$190,1,FALSE)","v":{"$error":"#N/A"}},1]
[null,null,{"$f":"VLOOKUP('1. Eff Raw Data'!S9341,'CAS#check'!A$2:A$190,1,FALSE)","v":{"$error":"#N/A"}},{"$f":"IFERROR(_xlfn.IFNA(0*C9341,1),0)","v":1}]
[null,null,{"$f":"VLOOKUP('1. Eff Raw Data'!S9342,'CAS#check'!A$2:A$190,1,FALSE)","v":{"$error":"#N/A"}},1]
[null,null,{"$f":"VLOOKUP('1. Eff Raw Data'!S9343,'CAS#check'!A$2:A$190,1,FALSE)","v":{"$error":"#N/A"}},1]
[null,null,{"$f":"VLOOKUP('1. Eff Raw Data'!S9344,'CAS#check'!A$2:A$190,1,FALSE)","v":{"$error":"#N/A"}},1]
[null,null,{"$f":"VLOOKUP('1. Eff Raw Data'!S9345,'CAS#check'!A$2:A$190,1,FALSE)","v":{"$error":"#N/A"}},1]
[null,null,{"$f":"VLOOKUP('1. Eff Raw Data'!S9346,'CAS#check'!A$2:A$190,1,FALSE)","v":{"$error":"#N/A"}},1]
[null,null,{"$f":"VLOOKUP('1. Eff Raw Data'!S9347,'CAS#check'!A$2:A$190,1,FALSE)","v":{"$error":"#N/A"}},1]
[null,null,{"$f":"VLOOKUP('1. Eff Raw Data'!S9348,'CAS#check'!A$2:A$190,1,FALSE)","v":{"$error":"#N/A"}},1]
[null,null,{"$f":"VLOOKUP('1. Eff Raw Data'!S9349,'CAS#check'!A$2:A$190,1,FALSE)","v":{"$error":"#N/A"}},1]
[null,null,{"$f":"VLOOKUP('1. Eff Raw Data'!S9350,'CAS#check'!A$2:A$190,1,FALSE)","v":{"$error":"#N/A"}},1]
[null,null,{"$f":"VLOOKUP('1. Eff Raw Data'!S9351,'CAS#check'!A$2:A$190,1,FALSE)","v":{"$error":"#N/A"}},1]
[null,null,{"$f":"VLOOKUP('1. Eff Raw Data'!S9352,'CAS#check'!A$2:A$190,1,FALSE)","v":{"$error":"#N/A"}},1]
[null,null,{"$f":"VLOOKUP('1. Eff Raw Data'!S9353,'CAS#check'!A$2:A$190,1,FALSE)","v":{"$error":"#N/A"}},1]
[null,null,{"$f":"VLOOKUP('1. Eff Raw Data'!S9354,'CAS#check'!A$2:A$190,1,FALSE)","v":{"$error":"#N/A"}},1]
[null,null,{"$f":"VLOOKUP('1. Eff Raw Data'!S9355,'CAS#check'!A$2:A$190,1,FALSE)","v":{"$error":"#N/A"}},1]
[null,null,{"$f":"VLOOKUP('1. Eff Raw Data'!S9356,'CAS#check'!A$2:A$190,1,FALSE)","v":{"$error":"#N/A"}},1]
[null,null,{"$f":"VLOOKUP('1. Eff Raw Data'!S9357,'CAS#check'!A$2:A$190,1,FALSE)","v":{"$error":"#N/A"}},1]
[null,null,{"$f":"VLOOKUP('1. Eff Raw Data'!S9358,'CAS#check'!A$2:A$190,1,FALSE)","v":{"$error":"#N/A"}},1]
[null,null,{"$f":"VLOOKUP('1. Eff Raw Data'!S9359,'CAS#check'!A$2:A$190,1,FALSE)","v":{"$error":"#N/A"}},1]
[null,null,{"$f":"VLOOKUP('1. Eff Raw Data'!S9360,'CAS#check'!A$2:A$190,1,FALSE)","v":{"$error":"#N/A"}},1]
[null,null,{"$f":"VLOOKUP('1. Eff Raw Data'!S9361,'CAS#check'!A$2:A$190,1,FALSE)","v":{"$error":"#N/A"}},1]
[null,null,{"$f":"VLOOKUP('1. Eff Raw Data'!S9362,'CAS#check'!A$2:A$190,1,FALSE)","v":{"$error":"#N/A"}},1]
[null,null,{"$f":"VLOOKUP('1. Eff Raw Data'!S9363,'CAS#check'!A$2:A$190,1,FALSE)","v":{"$error":"#N/A"}},1]
[null,null,{"$f":"VLOOKUP('1. Eff Raw Data'!S9364,'CAS#check'!A$2:A$190,1,FALSE)","v":{"$error":"#N/A"}},1]
[null,null,{"$f":"VLOOKUP('1. Eff Raw Data'!S9365,'CAS#check'!A$2:A$190,1,FALSE)","v":{"$error":"#N/A"}},1]
[null,null,{"$f":"VLOOKUP('1. Eff Raw Data'!S9366,'CAS#check'!A$2:A$190,1,FALSE)","v":{"$error":"#N/A"}},1]
[null,null,{"$f":"VLOOKUP('1. Eff Raw Data'!S9367,'CAS#check'!A$2:A$190,1,FALSE)","v":{"$error":"#N/A"}},1]
[null,null,{"$f":"VLOOKUP('1. Eff Raw Data'!S9368,'CAS#check'!A$2:A$190,1,FALSE)","v":{"$error":"#N/A"}},1]
[null,null,{"$f":"VLOOKUP('1. Eff Raw Data'!S9369,'CAS#check'!A$2:A$190,1,FALSE)","v":{"$error":"#N/A"}},1]
[null,null,{"$f":"VLOOKUP('1. Eff Raw Data'!S9370,'CAS#check'!A$2:A$190,1,FALSE)","v":{"$error":"#N/A"}},1]
[null,null,{"$f":"VLOOKUP('1. Eff Raw Data'!S9371,'CAS#check'!A$2:A$190,1,FALSE)","v":{"$error":"#N/A"}},1]
[null,null,{"$f":"VLOOKUP('1. Eff Raw Data'!S9372,'CAS#check'!A$2:A$190,1,FALSE)","v":{"$error":"#N/A"}},1]
[null,null,{"$f":"VLOOKUP('1. Eff Raw Data'!S9373,'CAS#check'!A$2:A$190,1,FALSE)","v":{"$error":"#N/A"}},1]
[null,null,{"$f":"VLOOKUP('1. Eff Raw Data'!S9374,'CAS#check'!A$2:A$190,1,FALSE)","v":{"$error":"#N/A"}},1]
[null,null,{"$f":"VLOOKUP('1. Eff Raw Data'!S9375,'CAS#check'!A$2:A$190,1,FALSE)","v":{"$error":"#N/A"}},1]
[null,null,{"$f":"VLOOKUP('1. Eff Raw Data'!S9376,'CAS#check'!A$2:A$190,1,FALSE)","v":{"$error":"#N/A"}},1]
[null,null,{"$f":"VLOOKUP('1. Eff Raw Data'!S9377,'CAS#check'!A$2:A$190,1,FALSE)","v":{"$error":"#N/A"}},1]
[null,null,{"$f":"VLOOKUP('1. Eff Raw Data'!S9378,'CAS#check'!A$2:A$190,1,FALSE)","v":{"$error":"#N/A"}},1]
[null,null,{"$f":"VLOOKUP('1. Eff Raw Data'!S9379,'CAS#check'!A$2:A$190,1,FALSE)","v":{"$error":"#N/A"}},1]
[null,null,{"$f":"VLOOKUP('1. Eff Raw Data'!S9380,'CAS#check'!A$2:A$190,1,FALSE)","v":{"$error":"#N/A"}},1]
[null,null,{"$f":"VLOOKUP('1. Eff Raw Data'!S9381,'CAS#check'!A$2:A$190,1,FALSE)","v":{"$error":"#N/A"}},1]
[null,null,{"$f":"VLOOKUP('1. Eff Raw Data'!S9382,'CAS#check'!A$2:A$190,1,FALSE)","v":{"$error":"#N/A"}},1]
[null,null,{"$f":"VLOOKUP('1. Eff Raw Data'!S9383,'CAS#check'!A$2:A$190,1,FALSE)","v":{"$error":"#N/A"}},1]
[null,null,{"$f":"VLOOKUP('1. Eff Raw Data'!S9384,'CAS#check'!A$2:A$190,1,FALSE)","v":{"$error":"#N/A"}},1]
[null,null,{"$f":"VLOOKUP('1. Eff Raw Data'!S9385,'CAS#check'!A$2:A$190,1,FALSE)","v":{"$error":"#N/A"}},1]
[null,null,{"$f":"VLOOKUP('1. Eff Raw Data'!S9386,'CAS#check'!A$2:A$190,1,FALSE)","v":{"$error":"#N/A"}},1]
[null,null,{"$f":"VLOOKUP('1. Eff Raw Data'!S9387,'CAS#check'!A$2:A$190,1,FALSE)","v":{"$error":"#N/A"}},1]
[null,null,{"$f":"VLOOKUP('1. Eff Raw Data'!S9388,'CAS#check'!A$2:A$190,1,FALSE)","v":{"$error":"#N/A"}},1]
[null,null,{"$f":"VLOOKUP('1. Eff Raw Data'!S9389,'CAS#check'!A$2:A$190,1,FALSE)","v":{"$error":"#N/A"}},1]
[null,null,{"$f":"VLOOKUP('1. Eff Raw Data'!S9390,'CAS#check'!A$2:A$190,1,FALSE)","v":{"$error":"#N/A"}},1]
[null,null,{"$f":"VLOOKUP('1. Eff Raw Data'!S9391,'CAS#check'!A$2:A$190,1,FALSE)","v":{"$error":"#N/A"}},1]
[null,null,{"$f":"VLOOKUP('1. Eff Raw Data'!S9392,'CAS#check'!A$2:A$190,1,FALSE)","v":{"$error":"#N/A"}},1]
[null,null,{"$f":"VLOOKUP('1. Eff Raw Data'!S9393,'CAS#check'!A$2:A$190,1,FALSE)","v":{"$error":"#N/A"}},1]
[null,null,{"$f":"VLOOKUP('1. Eff Raw Data'!S9394,'CAS#check'!A$2:A$190,1,FALSE)","v":{"$error":"#N/A"}},1]
[null,null,{"$f":"VLOOKUP('1. Eff Raw Data'!S9395,'CAS#check'!A$2:A$190,1,FALSE)","v":{"$error":"#N/A"}},1]
[null,null,{"$f":"VLOOKUP('1. Eff Raw Data'!S9396,'CAS#check'!A$2:A$190,1,FALSE)","v":{"$error":"#N/A"}},1]
[null,null,{"$f":"VLOOKUP('1. Eff Raw Data'!S9397,'CAS#check'!A$2:A$190,1,FALSE)","v":{"$error":"#N/A"}},1]
[null,null,{"$f":"VLOOKUP('1. Eff Raw Data'!S9398,'CAS#check'!A$2:A$190,1,FALSE)","v":{"$error":"#N/A"}},1]
[null,null,{"$f":"VLOOKUP('1. Eff Raw Data'!S9399,'CAS#check'!A$2:A$190,1,FALSE)","v":{"$error":"#N/A"}},1]
[null,null,{"$f":"VLOOKUP('1. Eff Raw Data'!S9400,'CAS#check'!A$2:A$190,1,FALSE)","v":{"$error":"#N/A"}},1]
[null,null,{"$f":"VLOOKUP('1. Eff Raw Data'!S9401,'CAS#check'!A$2:A$190,1,FALSE)","v":{"$error":"#N/A"}},1]
[null,null,{"$f":"VLOOKUP('1. Eff Raw Data'!S9402,'CAS#check'!A$2:A$190,1,FALSE)","v":{"$error":"#N/A"}},1]
[null,null,{"$f":"VLOOKUP('1. Eff Raw Data'!S9403,'CAS#check'!A$2:A$190,1,FALSE)","v":{"$error":"#N/A"}},1]
[null,null,{"$f":"VLOOKUP('1. Eff Raw Data'!S9404,'CAS#check'!A$2:A$190,1,FALSE)","v":{"$error":"#N/A"}},1]
[null,null,{"$f":"VLOOKUP('1. Eff Raw Data'!S9405,'CAS#check'!A$2:A$190,1,FALSE)","v":{"$error":"#N/A"}},{"$f":"IFERROR(_xlfn.IFNA(0*C9405,1),0)","v":1}]
[null,null,{"$f":"VLOOKUP('1. Eff Raw Data'!S9406,'CAS#check'!A$2:A$190,1,FALSE)","v":{"$error":"#N/A"}},1]
[null,null,{"$f":"VLOOKUP('1. Eff Raw Data'!S9407,'CAS#check'!A$2:A$190,1,FALSE)","v":{"$error":"#N/A"}},1]
[null,null,{"$f":"VLOOKUP('1. Eff Raw Data'!S9408,'CAS#check'!A$2:A$190,1,FALSE)","v":{"$error":"#N/A"}},1]
[null,null,{"$f":"VLOOKUP('1. Eff Raw Data'!S9409,'CAS#check'!A$2:A$190,1,FALSE)","v":{"$error":"#N/A"}},1]
[null,null,{"$f":"VLOOKUP('1. Eff Raw Data'!S9410,'CAS#check'!A$2:A$190,1,FALSE)","v":{"$error":"#N/A"}},1]
[null,null,{"$f":"VLOOKUP('1. Eff Raw Data'!S9411,'CAS#check'!A$2:A$190,1,FALSE)","v":{"$error":"#N/A"}},1]
[null,null,{"$f":"VLOOKUP('1. Eff Raw Data'!S9412,'CAS#check'!A$2:A$190,1,FALSE)","v":{"$error":"#N/A"}},1]
[null,null,{"$f":"VLOOKUP('1. Eff Raw Data'!S9413,'CAS#check'!A$2:A$190,1,FALSE)","v":{"$error":"#N/A"}},1]
[null,null,{"$f":"VLOOKUP('1. Eff Raw Data'!S9414,'CAS#check'!A$2:A$190,1,FALSE)","v":{"$error":"#N/A"}},1]
[null,null,{"$f":"VLOOKUP('1. Eff Raw Data'!S9415,'CAS#check'!A$2:A$190,1,FALSE)","v":{"$error":"#N/A"}},1]
[null,null,{"$f":"VLOOKUP('1. Eff Raw Data'!S9416,'CAS#check'!A$2:A$190,1,FALSE)","v":{"$error":"#N/A"}},1]
[null,null,{"$f":"VLOOKUP('1. Eff Raw Data'!S9417,'CAS#check'!A$2:A$190,1,FALSE)","v":{"$error":"#N/A"}},1]
[null,null,{"$f":"VLOOKUP('1. Eff Raw Data'!S9418,'CAS#check'!A$2:A$190,1,FALSE)","v":{"$error":"#N/A"}},1]
[null,null,{"$f":"VLOOKUP('1. Eff Raw Data'!S9419,'CAS#check'!A$2:A$190,1,FALSE)","v":{"$error":"#N/A"}},1]
[null,null,{"$f":"VLOOKUP('1. Eff Raw Data'!S9420,'CAS#check'!A$2:A$190,1,FALSE)","v":{"$error":"#N/A"}},1]
[null,null,{"$f":"VLOOKUP('1. Eff Raw Data'!S9421,'CAS#check'!A$2:A$190,1,FALSE)","v":{"$error":"#N/A"}},1]
[null,null,{"$f":"VLOOKUP('1. Eff Raw Data'!S9422,'CAS#check'!A$2:A$190,1,FALSE)","v":{"$error":"#N/A"}},1]
[null,null,{"$f":"VLOOKUP('1. Eff Raw Data'!S9423,'CAS#check'!A$2:A$190,1,FALSE)","v":{"$error":"#N/A"}},1]
[null,null,{"$f":"VLOOKUP('1. Eff Raw Data'!S9424,'CAS#check'!A$2:A$190,1,FALSE)","v":{"$error":"#N/A"}},1]
[null,null,{"$f":"VLOOKUP('1. Eff Raw Data'!S9425,'CAS#check'!A$2:A$190,1,FALSE)","v":{"$error":"#N/A"}},1]
[null,null,{"$f":"VLOOKUP('1. Eff Raw Data'!S9426,'CAS#check'!A$2:A$190,1,FALSE)","v":{"$error":"#N/A"}},1]
[null,null,{"$f":"VLOOKUP('1. Eff Raw Data'!S9427,'CAS#check'!A$2:A$190,1,FALSE)","v":{"$error":"#N/A"}},1]
[null,null,{"$f":"VLOOKUP('1. Eff Raw Data'!S9428,'CAS#check'!A$2:A$190,1,FALSE)","v":{"$error":"#N/A"}},1]
[null,null,{"$f":"VLOOKUP('1. Eff Raw Data'!S9429,'CAS#check'!A$2:A$190,1,FALSE)","v":{"$error":"#N/A"}},1]
[null,null,{"$f":"VLOOKUP('1. Eff Raw Data'!S9430,'CAS#check'!A$2:A$190,1,FALSE)","v":{"$error":"#N/A"}},1]
[null,null,{"$f":"VLOOKUP('1. Eff Raw Data'!S9431,'CAS#check'!A$2:A$190,1,FALSE)","v":{"$error":"#N/A"}},1]
[null,null,{"$f":"VLOOKUP('1. Eff Raw Data'!S9432,'CAS#check'!A$2:A$190,1,FALSE)","v":{"$error":"#N/A"}},1]
[null,null,{"$f":"VLOOKUP('1. Eff Raw Data'!S9433,'CAS#check'!A$2:A$190,1,FALSE)","v":{"$error":"#N/A"}},1]
[null,null,{"$f":"VLOOKUP('1. Eff Raw Data'!S9434,'CAS#check'!A$2:A$190,1,FALSE)","v":{"$error":"#N/A"}},1]
[null,null,{"$f":"VLOOKUP('1. Eff Raw Data'!S9435,'CAS#check'!A$2:A$190,1,FALSE)","v":{"$error":"#N/A"}},1]
[null,null,{"$f":"VLOOKUP('1. Eff Raw Data'!S9436,'CAS#check'!A$2:A$190,1,FALSE)","v":{"$error":"#N/A"}},1]
[null,null,{"$f":"VLOOKUP('1. Eff Raw Data'!S9437,'CAS#check'!A$2:A$190,1,FALSE)","v":{"$error":"#N/A"}},1]
[null,null,{"$f":"VLOOKUP('1. Eff Raw Data'!S9438,'CAS#check'!A$2:A$190,1,FALSE)","v":{"$error":"#N/A"}},1]
[null,null,{"$f":"VLOOKUP('1. Eff Raw Data'!S9439,'CAS#check'!A$2:A$190,1,FALSE)","v":{"$error":"#N/A"}},1]
[null,null,{"$f":"VLOOKUP('1. Eff Raw Data'!S9440,'CAS#check'!A$2:A$190,1,FALSE)","v":{"$error":"#N/A"}},1]
[null,null,{"$f":"VLOOKUP('1. Eff Raw Data'!S9441,'CAS#check'!A$2:A$190,1,FALSE)","v":{"$error":"#N/A"}},1]
[null,null,{"$f":"VLOOKUP('1. Eff Raw Data'!S9442,'CAS#check'!A$2:A$190,1,FALSE)","v":{"$error":"#N/A"}},1]
[null,null,{"$f":"VLOOKUP('1. Eff Raw Data'!S9443,'CAS#check'!A$2:A$190,1,FALSE)","v":{"$error":"#N/A"}},1]
[null,null,{"$f":"VLOOKUP('1. Eff Raw Data'!S9444,'CAS#check'!A$2:A$190,1,FALSE)","v":{"$error":"#N/A"}},1]
[null,null,{"$f":"VLOOKUP('1. Eff Raw Data'!S9445,'CAS#check'!A$2:A$190,1,FALSE)","v":{"$error":"#N/A"}},1]
[null,null,{"$f":"VLOOKUP('1. Eff Raw Data'!S9446,'CAS#check'!A$2:A$190,1,FALSE)","v":{"$error":"#N/A"}},1]
[null,null,{"$f":"VLOOKUP('1. Eff Raw Data'!S9447,'CAS#check'!A$2:A$190,1,FALSE)","v":{"$error":"#N/A"}},1]
[null,null,{"$f":"VLOOKUP('1. Eff Raw Data'!S9448,'CAS#check'!A$2:A$190,1,FALSE)","v":{"$error":"#N/A"}},1]
[null,null,{"$f":"VLOOKUP('1. Eff Raw Data'!S9449,'CAS#check'!A$2:A$190,1,FALSE)","v":{"$error":"#N/A"}},1]
[null,null,{"$f":"VLOOKUP('1. Eff Raw Data'!S9450,'CAS#check'!A$2:A$190,1,FALSE)","v":{"$error":"#N/A"}},1]
[null,null,{"$f":"VLOOKUP('1. Eff Raw Data'!S9451,'CAS#check'!A$2:A$190,1,FALSE)","v":{"$error":"#N/A"}},1]
[null,null,{"$f":"VLOOKUP('1. Eff Raw Data'!S9452,'CAS#check'!A$2:A$190,1,FALSE)","v":{"$error":"#N/A"}},1]
[null,null,{"$f":"VLOOKUP('1. Eff Raw Data'!S9453,'CAS#check'!A$2:A$190,1,FALSE)","v":{"$error":"#N/A"}},1]
[null,null,{"$f":"VLOOKUP('1. Eff Raw Data'!S9454,'CAS#check'!A$2:A$190,1,FALSE)","v":{"$error":"#N/A"}},1]
[null,null,{"$f":"VLOOKUP('1. Eff Raw Data'!S9455,'CAS#check'!A$2:A$190,1,FALSE)","v":{"$error":"#N/A"}},1]
[null,null,{"$f":"VLOOKUP('1. Eff Raw Data'!S9456,'CAS#check'!A$2:A$190,1,FALSE)","v":{"$error":"#N/A"}},1]
[null,null,{"$f":"VLOOKUP('1. Eff Raw Data'!S9457,'CAS#check'!A$2:A$190,1,FALSE)","v":{"$error":"#N/A"}},1]
[null,null,{"$f":"VLOOKUP('1. Eff Raw Data'!S9458,'CAS#check'!A$2:A$190,1,FALSE)","v":{"$error":"#N/A"}},1]
[null,null,{"$f":"VLOOKUP('1. Eff Raw Data'!S9459,'CAS#check'!A$2:A$190,1,FALSE)","v":{"$error":"#N/A"}},1]
[null,null,{"$f":"VLOOKUP('1. Eff Raw Data'!S9460,'CAS#check'!A$2:A$190,1,FALSE)","v":{"$error":"#N/A"}},1]
[null,null,{"$f":"VLOOKUP('1. Eff Raw Data'!S9461,'CAS#check'!A$2:A$190,1,FALSE)","v":{"$error":"#N/A"}},1]
[null,null,{"$f":"VLOOKUP('1. Eff Raw Data'!S9462,'CAS#check'!A$2:A$190,1,FALSE)","v":{"$error":"#N/A"}},1]
[null,null,{"$f":"VLOOKUP('1. Eff Raw Data'!S9463,'CAS#check'!A$2:A$190,1,FALSE)","v":{"$error":"#N/A"}},1]
[null,null,{"$f":"VLOOKUP('1. Eff Raw Data'!S9464,'CAS#check'!A$2:A$190,1,FALSE)","v":{"$error":"#N/A"}},1]
[null,null,{"$f":"VLOOKUP('1. Eff Raw Data'!S9465,'CAS#check'!A$2:A$190,1,FALSE)","v":{"$error":"#N/A"}},1]
[null,null,{"$f":"VLOOKUP('1. Eff Raw Data'!S9466,'CAS#check'!A$2:A$190,1,FALSE)","v":{"$error":"#N/A"}},1]
[null,null,{"$f":"VLOOKUP('1. Eff Raw Data'!S9467,'CAS#check'!A$2:A$190,1,FALSE)","v":{"$error":"#N/A"}},1]
[null,null,{"$f":"VLOOKUP('1. Eff Raw Data'!S9468,'CAS#check'!A$2:A$190,1,FALSE)","v":{"$error":"#N/A"}},1]
[null,null,{"$f":"VLOOKUP('1. Eff Raw Data'!S9469,'CAS#check'!A$2:A$190,1,FALSE)","v":{"$error":"#N/A"}},{"$f":"IFERROR(_xlfn.IFNA(0*C9469,1),0)","v":1}]
[null,null,{"$f":"VLOOKUP('1. Eff Raw Data'!S9470,'CAS#check'!A$2:A$190,1,FALSE)","v":{"$error":"#N/A"}},1]
[null,null,{"$f":"VLOOKUP('1. Eff Raw Data'!S9471,'CAS#check'!A$2:A$190,1,FALSE)","v":{"$error":"#N/A"}},1]
[null,null,{"$f":"VLOOKUP('1. Eff Raw Data'!S9472,'CAS#check'!A$2:A$190,1,FALSE)","v":{"$error":"#N/A"}},1]
[null,null,{"$f":"VLOOKUP('1. Eff Raw Data'!S9473,'CAS#check'!A$2:A$190,1,FALSE)","v":{"$error":"#N/A"}},1]
[null,null,{"$f":"VLOOKUP('1. Eff Raw Data'!S9474,'CAS#check'!A$2:A$190,1,FALSE)","v":{"$error":"#N/A"}},1]
[null,null,{"$f":"VLOOKUP('1. Eff Raw Data'!S9475,'CAS#check'!A$2:A$190,1,FALSE)","v":{"$error":"#N/A"}},1]
[null,null,{"$f":"VLOOKUP('1. Eff Raw Data'!S9476,'CAS#check'!A$2:A$190,1,FALSE)","v":{"$error":"#N/A"}},1]
[null,null,{"$f":"VLOOKUP('1. Eff Raw Data'!S9477,'CAS#check'!A$2:A$190,1,FALSE)","v":{"$error":"#N/A"}},1]
[null,null,{"$f":"VLOOKUP('1. Eff Raw Data'!S9478,'CAS#check'!A$2:A$190,1,FALSE)","v":{"$error":"#N/A"}},1]
[null,null,{"$f":"VLOOKUP('1. Eff Raw Data'!S9479,'CAS#check'!A$2:A$190,1,FALSE)","v":{"$error":"#N/A"}},1]
[null,null,{"$f":"VLOOKUP('1. Eff Raw Data'!S9480,'CAS#check'!A$2:A$190,1,FALSE)","v":{"$error":"#N/A"}},1]
[null,null,{"$f":"VLOOKUP('1. Eff Raw Data'!S9481,'CAS#check'!A$2:A$190,1,FALSE)","v":{"$error":"#N/A"}},1]
[null,null,{"$f":"VLOOKUP('1. Eff Raw Data'!S9482,'CAS#check'!A$2:A$190,1,FALSE)","v":{"$error":"#N/A"}},1]
[null,null,{"$f":"VLOOKUP('1. Eff Raw Data'!S9483,'CAS#check'!A$2:A$190,1,FALSE)","v":{"$error":"#N/A"}},1]
[null,null,{"$f":"VLOOKUP('1. Eff Raw Data'!S9484,'CAS#check'!A$2:A$190,1,FALSE)","v":{"$error":"#N/A"}},1]
[null,null,{"$f":"VLOOKUP('1. Eff Raw Data'!S9485,'CAS#check'!A$2:A$190,1,FALSE)","v":{"$error":"#N/A"}},1]
[null,null,{"$f":"VLOOKUP('1. Eff Raw Data'!S9486,'CAS#check'!A$2:A$190,1,FALSE)","v":{"$error":"#N/A"}},1]
[null,null,{"$f":"VLOOKUP('1. Eff Raw Data'!S9487,'CAS#check'!A$2:A$190,1,FALSE)","v":{"$error":"#N/A"}},1]
[null,null,{"$f":"VLOOKUP('1. Eff Raw Data'!S9488,'CAS#check'!A$2:A$190,1,FALSE)","v":{"$error":"#N/A"}},1]
[null,null,{"$f":"VLOOKUP('1. Eff Raw Data'!S9489,'CAS#check'!A$2:A$190,1,FALSE)","v":{"$error":"#N/A"}},1]
[null,null,{"$f":"VLOOKUP('1. Eff Raw Data'!S9490,'CAS#check'!A$2:A$190,1,FALSE)","v":{"$error":"#N/A"}},1]
[null,null,{"$f":"VLOOKUP('1. Eff Raw Data'!S9491,'CAS#check'!A$2:A$190,1,FALSE)","v":{"$error":"#N/A"}},1]
[null,null,{"$f":"VLOOKUP('1. Eff Raw Data'!S9492,'CAS#check'!A$2:A$190,1,FALSE)","v":{"$error":"#N/A"}},1]
[null,null,{"$f":"VLOOKUP('1. Eff Raw Data'!S9493,'CAS#check'!A$2:A$190,1,FALSE)","v":{"$error":"#N/A"}},1]
[null,null,{"$f":"VLOOKUP('1. Eff Raw Data'!S9494,'CAS#check'!A$2:A$190,1,FALSE)","v":{"$error":"#N/A"}},1]
[null,null,{"$f":"VLOOKUP('1. Eff Raw Data'!S9495,'CAS#check'!A$2:A$190,1,FALSE)","v":{"$error":"#N/A"}},1]
[null,null,{"$f":"VLOOKUP('1. Eff Raw Data'!S9496,'CAS#check'!A$2:A$190,1,FALSE)","v":{"$error":"#N/A"}},1]
[null,null,{"$f":"VLOOKUP('1. Eff Raw Data'!S9497,'CAS#check'!A$2:A$190,1,FALSE)","v":{"$error":"#N/A"}},1]
[null,null,{"$f":"VLOOKUP('1. Eff Raw Data'!S9498,'CAS#check'!A$2:A$190,1,FALSE)","v":{"$error":"#N/A"}},1]
[null,null,{"$f":"VLOOKUP('1. Eff Raw Data'!S9499,'CAS#check'!A$2:A$190,1,FALSE)","v":{"$error":"#N/A"}},1]
[null,null,{"$f":"VLOOKUP('1. Eff Raw Data'!S9500,'CAS#check'!A$2:A$190,1,FALSE)","v":{"$error":"#N/A"}},1]
[null,null,{"$f":"VLOOKUP('1. Eff Raw Data'!S9501,'CAS#check'!A$2:A$190,1,FALSE)","v":{"$error":"#N/A"}},1]
[null,null,{"$f":"VLOOKUP('1. Eff Raw Data'!S9502,'CAS#check'!A$2:A$190,1,FALSE)","v":{"$error":"#N/A"}},1]
[null,null,{"$f":"VLOOKUP('1. Eff Raw Data'!S9503,'CAS#check'!A$2:A$190,1,FALSE)","v":{"$error":"#N/A"}},1]
[null,null,{"$f":"VLOOKUP('1. Eff Raw Data'!S9504,'CAS#check'!A$2:A$190,1,FALSE)","v":{"$error":"#N/A"}},1]
[null,null,{"$f":"VLOOKUP('1. Eff Raw Data'!S9505,'CAS#check'!A$2:A$190,1,FALSE)","v":{"$error":"#N/A"}},1]
[null,null,{"$f":"VLOOKUP('1. Eff Raw Data'!S9506,'CAS#check'!A$2:A$190,1,FALSE)","v":{"$error":"#N/A"}},1]
[null,null,{"$f":"VLOOKUP('1. Eff Raw Data'!S9507,'CAS#check'!A$2:A$190,1,FALSE)","v":{"$error":"#N/A"}},1]
[null,null,{"$f":"VLOOKUP('1. Eff Raw Data'!S9508,'CAS#check'!A$2:A$190,1,FALSE)","v":{"$error":"#N/A"}},1]
[null,null,{"$f":"VLOOKUP('1. Eff Raw Data'!S9509,'CAS#check'!A$2:A$190,1,FALSE)","v":{"$error":"#N/A"}},1]
[null,null,{"$f":"VLOOKUP('1. Eff Raw Data'!S9510,'CAS#check'!A$2:A$190,1,FALSE)","v":{"$error":"#N/A"}},1]
[null,null,{"$f":"VLOOKUP('1. Eff Raw Data'!S9511,'CAS#check'!A$2:A$190,1,FALSE)","v":{"$error":"#N/A"}},1]
[null,null,{"$f":"VLOOKUP('1. Eff Raw Data'!S9512,'CAS#check'!A$2:A$190,1,FALSE)","v":{"$error":"#N/A"}},1]
[null,null,{"$f":"VLOOKUP('1. Eff Raw Data'!S9513,'CAS#check'!A$2:A$190,1,FALSE)","v":{"$error":"#N/A"}},1]
[null,null,{"$f":"VLOOKUP('1. Eff Raw Data'!S9514,'CAS#check'!A$2:A$190,1,FALSE)","v":{"$error":"#N/A"}},1]
[null,null,{"$f":"VLOOKUP('1. Eff Raw Data'!S9515,'CAS#check'!A$2:A$190,1,FALSE)","v":{"$error":"#N/A"}},1]
[null,null,{"$f":"VLOOKUP('1. Eff Raw Data'!S9516,'CAS#check'!A$2:A$190,1,FALSE)","v":{"$error":"#N/A"}},1]
[null,null,{"$f":"VLOOKUP('1. Eff Raw Data'!S9517,'CAS#check'!A$2:A$190,1,FALSE)","v":{"$error":"#N/A"}},1]
[null,null,{"$f":"VLOOKUP('1. Eff Raw Data'!S9518,'CAS#check'!A$2:A$190,1,FALSE)","v":{"$error":"#N/A"}},1]
[null,null,{"$f":"VLOOKUP('1. Eff Raw Data'!S9519,'CAS#check'!A$2:A$190,1,FALSE)","v":{"$error":"#N/A"}},1]
[null,null,{"$f":"VLOOKUP('1. Eff Raw Data'!S9520,'CAS#check'!A$2:A$190,1,FALSE)","v":{"$error":"#N/A"}},1]
[null,null,{"$f":"VLOOKUP('1. Eff Raw Data'!S9521,'CAS#check'!A$2:A$190,1,FALSE)","v":{"$error":"#N/A"}},1]
[null,null,{"$f":"VLOOKUP('1. Eff Raw Data'!S9522,'CAS#check'!A$2:A$190,1,FALSE)","v":{"$error":"#N/A"}},1]
[null,null,{"$f":"VLOOKUP('1. Eff Raw Data'!S9523,'CAS#check'!A$2:A$190,1,FALSE)","v":{"$error":"#N/A"}},1]
[null,null,{"$f":"VLOOKUP('1. Eff Raw Data'!S9524,'CAS#check'!A$2:A$190,1,FALSE)","v":{"$error":"#N/A"}},1]
[null,null,{"$f":"VLOOKUP('1. Eff Raw Data'!S9525,'CAS#check'!A$2:A$190,1,FALSE)","v":{"$error":"#N/A"}},1]
[null,null,{"$f":"VLOOKUP('1. Eff Raw Data'!S9526,'CAS#check'!A$2:A$190,1,FALSE)","v":{"$error":"#N/A"}},1]
[null,null,{"$f":"VLOOKUP('1. Eff Raw Data'!S9527,'CAS#check'!A$2:A$190,1,FALSE)","v":{"$error":"#N/A"}},1]
[null,null,{"$f":"VLOOKUP('1. Eff Raw Data'!S9528,'CAS#check'!A$2:A$190,1,FALSE)","v":{"$error":"#N/A"}},1]
[null,null,{"$f":"VLOOKUP('1. Eff Raw Data'!S9529,'CAS#check'!A$2:A$190,1,FALSE)","v":{"$error":"#N/A"}},1]
[null,null,{"$f":"VLOOKUP('1. Eff Raw Data'!S9530,'CAS#check'!A$2:A$190,1,FALSE)","v":{"$error":"#N/A"}},1]
[null,null,{"$f":"VLOOKUP('1. Eff Raw Data'!S9531,'CAS#check'!A$2:A$190,1,FALSE)","v":{"$error":"#N/A"}},1]
[null,null,{"$f":"VLOOKUP('1. Eff Raw Data'!S9532,'CAS#check'!A$2:A$190,1,FALSE)","v":{"$error":"#N/A"}},1]
[null,null,{"$f":"VLOOKUP('1. Eff Raw Data'!S9533,'CAS#check'!A$2:A$190,1,FALSE)","v":{"$error":"#N/A"}},{"$f":"IFERROR(_xlfn.IFNA(0*C9533,1),0)","v":1}]
[null,null,{"$f":"VLOOKUP('1. Eff Raw Data'!S9534,'CAS#check'!A$2:A$190,1,FALSE)","v":{"$error":"#N/A"}},1]
[null,null,{"$f":"VLOOKUP('1. Eff Raw Data'!S9535,'CAS#check'!A$2:A$190,1,FALSE)","v":{"$error":"#N/A"}},1]
[null,null,{"$f":"VLOOKUP('1. Eff Raw Data'!S9536,'CAS#check'!A$2:A$190,1,FALSE)","v":{"$error":"#N/A"}},1]
[null,null,{"$f":"VLOOKUP('1. Eff Raw Data'!S9537,'CAS#check'!A$2:A$190,1,FALSE)","v":{"$error":"#N/A"}},1]
[null,null,{"$f":"VLOOKUP('1. Eff Raw Data'!S9538,'CAS#check'!A$2:A$190,1,FALSE)","v":{"$error":"#N/A"}},1]
[null,null,{"$f":"VLOOKUP('1. Eff Raw Data'!S9539,'CAS#check'!A$2:A$190,1,FALSE)","v":{"$error":"#N/A"}},1]
[null,null,{"$f":"VLOOKUP('1. Eff Raw Data'!S9540,'CAS#check'!A$2:A$190,1,FALSE)","v":{"$error":"#N/A"}},1]
[null,null,{"$f":"VLOOKUP('1. Eff Raw Data'!S9541,'CAS#check'!A$2:A$190,1,FALSE)","v":{"$error":"#N/A"}},1]
[null,null,{"$f":"VLOOKUP('1. Eff Raw Data'!S9542,'CAS#check'!A$2:A$190,1,FALSE)","v":{"$error":"#N/A"}},1]
[null,null,{"$f":"VLOOKUP('1. Eff Raw Data'!S9543,'CAS#check'!A$2:A$190,1,FALSE)","v":{"$error":"#N/A"}},1]
[null,null,{"$f":"VLOOKUP('1. Eff Raw Data'!S9544,'CAS#check'!A$2:A$190,1,FALSE)","v":{"$error":"#N/A"}},1]
[null,null,{"$f":"VLOOKUP('1. Eff Raw Data'!S9545,'CAS#check'!A$2:A$190,1,FALSE)","v":{"$error":"#N/A"}},1]
[null,null,{"$f":"VLOOKUP('1. Eff Raw Data'!S9546,'CAS#check'!A$2:A$190,1,FALSE)","v":{"$error":"#N/A"}},1]
[null,null,{"$f":"VLOOKUP('1. Eff Raw Data'!S9547,'CAS#check'!A$2:A$190,1,FALSE)","v":{"$error":"#N/A"}},1]
[null,null,{"$f":"VLOOKUP('1. Eff Raw Data'!S9548,'CAS#check'!A$2:A$190,1,FALSE)","v":{"$error":"#N/A"}},1]
[null,null,{"$f":"VLOOKUP('1. Eff Raw Data'!S9549,'CAS#check'!A$2:A$190,1,FALSE)","v":{"$error":"#N/A"}},1]
[null,null,{"$f":"VLOOKUP('1. Eff Raw Data'!S9550,'CAS#check'!A$2:A$190,1,FALSE)","v":{"$error":"#N/A"}},1]
[null,null,{"$f":"VLOOKUP('1. Eff Raw Data'!S9551,'CAS#check'!A$2:A$190,1,FALSE)","v":{"$error":"#N/A"}},1]
[null,null,{"$f":"VLOOKUP('1. Eff Raw Data'!S9552,'CAS#check'!A$2:A$190,1,FALSE)","v":{"$error":"#N/A"}},1]
[null,null,{"$f":"VLOOKUP('1. Eff Raw Data'!S9553,'CAS#check'!A$2:A$190,1,FALSE)","v":{"$error":"#N/A"}},1]
[null,null,{"$f":"VLOOKUP('1. Eff Raw Data'!S9554,'CAS#check'!A$2:A$190,1,FALSE)","v":{"$error":"#N/A"}},1]
[null,null,{"$f":"VLOOKUP('1. Eff Raw Data'!S9555,'CAS#check'!A$2:A$190,1,FALSE)","v":{"$error":"#N/A"}},1]
[null,null,{"$f":"VLOOKUP('1. Eff Raw Data'!S9556,'CAS#check'!A$2:A$190,1,FALSE)","v":{"$error":"#N/A"}},1]
[null,null,{"$f":"VLOOKUP('1. Eff Raw Data'!S9557,'CAS#check'!A$2:A$190,1,FALSE)","v":{"$error":"#N/A"}},1]
[null,null,{"$f":"VLOOKUP('1. Eff Raw Data'!S9558,'CAS#check'!A$2:A$190,1,FALSE)","v":{"$error":"#N/A"}},1]
[null,null,{"$f":"VLOOKUP('1. Eff Raw Data'!S9559,'CAS#check'!A$2:A$190,1,FALSE)","v":{"$error":"#N/A"}},1]
[null,null,{"$f":"VLOOKUP('1. Eff Raw Data'!S9560,'CAS#check'!A$2:A$190,1,FALSE)","v":{"$error":"#N/A"}},1]
[null,null,{"$f":"VLOOKUP('1. Eff Raw Data'!S9561,'CAS#check'!A$2:A$190,1,FALSE)","v":{"$error":"#N/A"}},1]
[null,null,{"$f":"VLOOKUP('1. Eff Raw Data'!S9562,'CAS#check'!A$2:A$190,1,FALSE)","v":{"$error":"#N/A"}},1]
[null,null,{"$f":"VLOOKUP('1. Eff Raw Data'!S9563,'CAS#check'!A$2:A$190,1,FALSE)","v":{"$error":"#N/A"}},1]
[null,null,{"$f":"VLOOKUP('1. Eff Raw Data'!S9564,'CAS#check'!A$2:A$190,1,FALSE)","v":{"$error":"#N/A"}},1]
[null,null,{"$f":"VLOOKUP('1. Eff Raw Data'!S9565,'CAS#check'!A$2:A$190,1,FALSE)","v":{"$error":"#N/A"}},1]
[null,null,{"$f":"VLOOKUP('1. Eff Raw Data'!S9566,'CAS#check'!A$2:A$190,1,FALSE)","v":{"$error":"#N/A"}},1]
[null,null,{"$f":"VLOOKUP('1. Eff Raw Data'!S9567,'CAS#check'!A$2:A$190,1,FALSE)","v":{"$error":"#N/A"}},1]
[null,null,{"$f":"VLOOKUP('1. Eff Raw Data'!S9568,'CAS#check'!A$2:A$190,1,FALSE)","v":{"$error":"#N/A"}},1]
[null,null,{"$f":"VLOOKUP('1. Eff Raw Data'!S9569,'CAS#check'!A$2:A$190,1,FALSE)","v":{"$error":"#N/A"}},1]
[null,null,{"$f":"VLOOKUP('1. Eff Raw Data'!S9570,'CAS#check'!A$2:A$190,1,FALSE)","v":{"$error":"#N/A"}},1]
[null,null,{"$f":"VLOOKUP('1. Eff Raw Data'!S9571,'CAS#check'!A$2:A$190,1,FALSE)","v":{"$error":"#N/A"}},1]
[null,null,{"$f":"VLOOKUP('1. Eff Raw Data'!S9572,'CAS#check'!A$2:A$190,1,FALSE)","v":{"$error":"#N/A"}},1]
[null,null,{"$f":"VLOOKUP('1. Eff Raw Data'!S9573,'CAS#check'!A$2:A$190,1,FALSE)","v":{"$error":"#N/A"}},1]
[null,null,{"$f":"VLOOKUP('1. Eff Raw Data'!S9574,'CAS#check'!A$2:A$190,1,FALSE)","v":{"$error":"#N/A"}},1]
[null,null,{"$f":"VLOOKUP('1. Eff Raw Data'!S9575,'CAS#check'!A$2:A$190,1,FALSE)","v":{"$error":"#N/A"}},1]
[null,null,{"$f":"VLOOKUP('1. Eff Raw Data'!S9576,'CAS#check'!A$2:A$190,1,FALSE)","v":{"$error":"#N/A"}},1]
[null,null,{"$f":"VLOOKUP('1. Eff Raw Data'!S9577,'CAS#check'!A$2:A$190,1,FALSE)","v":{"$error":"#N/A"}},1]
[null,null,{"$f":"VLOOKUP('1. Eff Raw Data'!S9578,'CAS#check'!A$2:A$190,1,FALSE)","v":{"$error":"#N/A"}},1]
[null,null,{"$f":"VLOOKUP('1. Eff Raw Data'!S9579,'CAS#check'!A$2:A$190,1,FALSE)","v":{"$error":"#N/A"}},1]
[null,null,{"$f":"VLOOKUP('1. Eff Raw Data'!S9580,'CAS#check'!A$2:A$190,1,FALSE)","v":{"$error":"#N/A"}},1]
[null,null,{"$f":"VLOOKUP('1. Eff Raw Data'!S9581,'CAS#check'!A$2:A$190,1,FALSE)","v":{"$error":"#N/A"}},1]
[null,null,{"$f":"VLOOKUP('1. Eff Raw Data'!S9582,'CAS#check'!A$2:A$190,1,FALSE)","v":{"$error":"#N/A"}},1]
[null,null,{"$f":"VLOOKUP('1. Eff Raw Data'!S9583,'CAS#check'!A$2:A$190,1,FALSE)","v":{"$error":"#N/A"}},1]
[null,null,{"$f":"VLOOKUP('1. Eff Raw Data'!S9584,'CAS#check'!A$2:A$190,1,FALSE)","v":{"$error":"#N/A"}},1]
[null,null,{"$f":"VLOOKUP('1. Eff Raw Data'!S9585,'CAS#check'!A$2:A$190,1,FALSE)","v":{"$error":"#N/A"}},1]
[null,null,{"$f":"VLOOKUP('1. Eff Raw Data'!S9586,'CAS#check'!A$2:A$190,1,FALSE)","v":{"$error":"#N/A"}},1]
[null,null,{"$f":"VLOOKUP('1. Eff Raw Data'!S9587,'CAS#check'!A$2:A$190,1,FALSE)","v":{"$error":"#N/A"}},1]
[null,null,{"$f":"VLOOKUP('1. Eff Raw Data'!S9588,'CAS#check'!A$2:A$190,1,FALSE)","v":{"$error":"#N/A"}},1]
[null,null,{"$f":"VLOOKUP('1. Eff Raw Data'!S9589,'CAS#check'!A$2:A$190,1,FALSE)","v":{"$error":"#N/A"}},1]
[null,null,{"$f":"VLOOKUP('1. Eff Raw Data'!S9590,'CAS#check'!A$2:A$190,1,FALSE)","v":{"$error":"#N/A"}},1]
[null,null,{"$f":"VLOOKUP('1. Eff Raw Data'!S9591,'CAS#check'!A$2:A$190,1,FALSE)","v":{"$error":"#N/A"}},1]
[null,null,{"$f":"VLOOKUP('1. Eff Raw Data'!S9592,'CAS#check'!A$2:A$190,1,FALSE)","v":{"$error":"#N/A"}},1]
[null,null,{"$f":"VLOOKUP('1. Eff Raw Data'!S9593,'CAS#check'!A$2:A$190,1,FALSE)","v":{"$error":"#N/A"}},1]
[null,null,{"$f":"VLOOKUP('1. Eff Raw Data'!S9594,'CAS#check'!A$2:A$190,1,FALSE)","v":{"$error":"#N/A"}},1]
[null,null,{"$f":"VLOOKUP('1. Eff Raw Data'!S9595,'CAS#check'!A$2:A$190,1,FALSE)","v":{"$error":"#N/A"}},1]
[null,null,{"$f":"VLOOKUP('1. Eff Raw Data'!S9596,'CAS#check'!A$2:A$190,1,FALSE)","v":{"$error":"#N/A"}},1]
[null,null,{"$f":"VLOOKUP('1. Eff Raw Data'!S9597,'CAS#check'!A$2:A$190,1,FALSE)","v":{"$error":"#N/A"}},{"$f":"IFERROR(_xlfn.IFNA(0*C9597,1),0)","v":1}]
[null,null,{"$f":"VLOOKUP('1. Eff Raw Data'!S9598,'CAS#check'!A$2:A$190,1,FALSE)","v":{"$error":"#N/A"}},1]
[null,null,{"$f":"VLOOKUP('1. Eff Raw Data'!S9599,'CAS#check'!A$2:A$190,1,FALSE)","v":{"$error":"#N/A"}},1]
[null,null,{"$f":"VLOOKUP('1. Eff Raw Data'!S9600,'CAS#check'!A$2:A$190,1,FALSE)","v":{"$error":"#N/A"}},1]
[null,null,{"$f":"VLOOKUP('1. Eff Raw Data'!S9601,'CAS#check'!A$2:A$190,1,FALSE)","v":{"$error":"#N/A"}},1]
[null,null,{"$f":"VLOOKUP('1. Eff Raw Data'!S9602,'CAS#check'!A$2:A$190,1,FALSE)","v":{"$error":"#N/A"}},1]
[null,null,{"$f":"VLOOKUP('1. Eff Raw Data'!S9603,'CAS#check'!A$2:A$190,1,FALSE)","v":{"$error":"#N/A"}},1]
[null,null,{"$f":"VLOOKUP('1. Eff Raw Data'!S9604,'CAS#check'!A$2:A$190,1,FALSE)","v":{"$error":"#N/A"}},1]
[null,null,{"$f":"VLOOKUP('1. Eff Raw Data'!S9605,'CAS#check'!A$2:A$190,1,FALSE)","v":{"$error":"#N/A"}},1]
[null,null,{"$f":"VLOOKUP('1. Eff Raw Data'!S9606,'CAS#check'!A$2:A$190,1,FALSE)","v":{"$error":"#N/A"}},1]
[null,null,{"$f":"VLOOKUP('1. Eff Raw Data'!S9607,'CAS#check'!A$2:A$190,1,FALSE)","v":{"$error":"#N/A"}},1]
[null,null,{"$f":"VLOOKUP('1. Eff Raw Data'!S9608,'CAS#check'!A$2:A$190,1,FALSE)","v":{"$error":"#N/A"}},1]
[null,null,{"$f":"VLOOKUP('1. Eff Raw Data'!S9609,'CAS#check'!A$2:A$190,1,FALSE)","v":{"$error":"#N/A"}},1]
[null,null,{"$f":"VLOOKUP('1. Eff Raw Data'!S9610,'CAS#check'!A$2:A$190,1,FALSE)","v":{"$error":"#N/A"}},1]
[null,null,{"$f":"VLOOKUP('1. Eff Raw Data'!S9611,'CAS#check'!A$2:A$190,1,FALSE)","v":{"$error":"#N/A"}},1]
[null,null,{"$f":"VLOOKUP('1. Eff Raw Data'!S9612,'CAS#check'!A$2:A$190,1,FALSE)","v":{"$error":"#N/A"}},1]
[null,null,{"$f":"VLOOKUP('1. Eff Raw Data'!S9613,'CAS#check'!A$2:A$190,1,FALSE)","v":{"$error":"#N/A"}},1]
[null,null,{"$f":"VLOOKUP('1. Eff Raw Data'!S9614,'CAS#check'!A$2:A$190,1,FALSE)","v":{"$error":"#N/A"}},1]
[null,null,{"$f":"VLOOKUP('1. Eff Raw Data'!S9615,'CAS#check'!A$2:A$190,1,FALSE)","v":{"$error":"#N/A"}},1]
[null,null,{"$f":"VLOOKUP('1. Eff Raw Data'!S9616,'CAS#check'!A$2:A$190,1,FALSE)","v":{"$error":"#N/A"}},1]
[null,null,{"$f":"VLOOKUP('1. Eff Raw Data'!S9617,'CAS#check'!A$2:A$190,1,FALSE)","v":{"$error":"#N/A"}},1]
[null,null,{"$f":"VLOOKUP('1. Eff Raw Data'!S9618,'CAS#check'!A$2:A$190,1,FALSE)","v":{"$error":"#N/A"}},1]
[null,null,{"$f":"VLOOKUP('1. Eff Raw Data'!S9619,'CAS#check'!A$2:A$190,1,FALSE)","v":{"$error":"#N/A"}},1]
[null,null,{"$f":"VLOOKUP('1. Eff Raw Data'!S9620,'CAS#check'!A$2:A$190,1,FALSE)","v":{"$error":"#N/A"}},1]
[null,null,{"$f":"VLOOKUP('1. Eff Raw Data'!S9621,'CAS#check'!A$2:A$190,1,FALSE)","v":{"$error":"#N/A"}},1]
[null,null,{"$f":"VLOOKUP('1. Eff Raw Data'!S9622,'CAS#check'!A$2:A$190,1,FALSE)","v":{"$error":"#N/A"}},1]
[null,null,{"$f":"VLOOKUP('1. Eff Raw Data'!S9623,'CAS#check'!A$2:A$190,1,FALSE)","v":{"$error":"#N/A"}},1]
[null,null,{"$f":"VLOOKUP('1. Eff Raw Data'!S9624,'CAS#check'!A$2:A$190,1,FALSE)","v":{"$error":"#N/A"}},1]
[null,null,{"$f":"VLOOKUP('1. Eff Raw Data'!S9625,'CAS#check'!A$2:A$190,1,FALSE)","v":{"$error":"#N/A"}},1]
[null,null,{"$f":"VLOOKUP('1. Eff Raw Data'!S9626,'CAS#check'!A$2:A$190,1,FALSE)","v":{"$error":"#N/A"}},1]
[null,null,{"$f":"VLOOKUP('1. Eff Raw Data'!S9627,'CAS#check'!A$2:A$190,1,FALSE)","v":{"$error":"#N/A"}},1]
[null,null,{"$f":"VLOOKUP('1. Eff Raw Data'!S9628,'CAS#check'!A$2:A$190,1,FALSE)","v":{"$error":"#N/A"}},1]
[null,null,{"$f":"VLOOKUP('1. Eff Raw Data'!S9629,'CAS#check'!A$2:A$190,1,FALSE)","v":{"$error":"#N/A"}},1]
[null,null,{"$f":"VLOOKUP('1. Eff Raw Data'!S9630,'CAS#check'!A$2:A$190,1,FALSE)","v":{"$error":"#N/A"}},1]
[null,null,{"$f":"VLOOKUP('1. Eff Raw Data'!S9631,'CAS#check'!A$2:A$190,1,FALSE)","v":{"$error":"#N/A"}},1]
[null,null,{"$f":"VLOOKUP('1. Eff Raw Data'!S9632,'CAS#check'!A$2:A$190,1,FALSE)","v":{"$error":"#N/A"}},1]
[null,null,{"$f":"VLOOKUP('1. Eff Raw Data'!S9633,'CAS#check'!A$2:A$190,1,FALSE)","v":{"$error":"#N/A"}},1]
[null,null,{"$f":"VLOOKUP('1. Eff Raw Data'!S9634,'CAS#check'!A$2:A$190,1,FALSE)","v":{"$error":"#N/A"}},1]
[null,null,{"$f":"VLOOKUP('1. Eff Raw Data'!S9635,'CAS#check'!A$2:A$190,1,FALSE)","v":{"$error":"#N/A"}},1]
[null,null,{"$f":"VLOOKUP('1. Eff Raw Data'!S9636,'CAS#check'!A$2:A$190,1,FALSE)","v":{"$error":"#N/A"}},1]
[null,null,{"$f":"VLOOKUP('1. Eff Raw Data'!S9637,'CAS#check'!A$2:A$190,1,FALSE)","v":{"$error":"#N/A"}},1]
[null,null,{"$f":"VLOOKUP('1. Eff Raw Data'!S9638,'CAS#check'!A$2:A$190,1,FALSE)","v":{"$error":"#N/A"}},1]
[null,null,{"$f":"VLOOKUP('1. Eff Raw Data'!S9639,'CAS#check'!A$2:A$190,1,FALSE)","v":{"$error":"#N/A"}},1]
[null,null,{"$f":"VLOOKUP('1. Eff Raw Data'!S9640,'CAS#check'!A$2:A$190,1,FALSE)","v":{"$error":"#N/A"}},1]
[null,null,{"$f":"VLOOKUP('1. Eff Raw Data'!S9641,'CAS#check'!A$2:A$190,1,FALSE)","v":{"$error":"#N/A"}},1]
[null,null,{"$f":"VLOOKUP('1. Eff Raw Data'!S9642,'CAS#check'!A$2:A$190,1,FALSE)","v":{"$error":"#N/A"}},1]
[null,null,{"$f":"VLOOKUP('1. Eff Raw Data'!S9643,'CAS#check'!A$2:A$190,1,FALSE)","v":{"$error":"#N/A"}},1]
[null,null,{"$f":"VLOOKUP('1. Eff Raw Data'!S9644,'CAS#check'!A$2:A$190,1,FALSE)","v":{"$error":"#N/A"}},1]
[null,null,{"$f":"VLOOKUP('1. Eff Raw Data'!S9645,'CAS#check'!A$2:A$190,1,FALSE)","v":{"$error":"#N/A"}},1]
[null,null,{"$f":"VLOOKUP('1. Eff Raw Data'!S9646,'CAS#check'!A$2:A$190,1,FALSE)","v":{"$error":"#N/A"}},1]
[null,null,{"$f":"VLOOKUP('1. Eff Raw Data'!S9647,'CAS#check'!A$2:A$190,1,FALSE)","v":{"$error":"#N/A"}},1]
[null,null,{"$f":"VLOOKUP('1. Eff Raw Data'!S9648,'CAS#check'!A$2:A$190,1,FALSE)","v":{"$error":"#N/A"}},1]
[null,null,{"$f":"VLOOKUP('1. Eff Raw Data'!S9649,'CAS#check'!A$2:A$190,1,FALSE)","v":{"$error":"#N/A"}},1]
[null,null,{"$f":"VLOOKUP('1. Eff Raw Data'!S9650,'CAS#check'!A$2:A$190,1,FALSE)","v":{"$error":"#N/A"}},1]
[null,null,{"$f":"VLOOKUP('1. Eff Raw Data'!S9651,'CAS#check'!A$2:A$190,1,FALSE)","v":{"$error":"#N/A"}},1]
[null,null,{"$f":"VLOOKUP('1. Eff Raw Data'!S9652,'CAS#check'!A$2:A$190,1,FALSE)","v":{"$error":"#N/A"}},1]
[null,null,{"$f":"VLOOKUP('1. Eff Raw Data'!S9653,'CAS#check'!A$2:A$190,1,FALSE)","v":{"$error":"#N/A"}},1]
[null,null,{"$f":"VLOOKUP('1. Eff Raw Data'!S9654,'CAS#check'!A$2:A$190,1,FALSE)","v":{"$error":"#N/A"}},1]
[null,null,{"$f":"VLOOKUP('1. Eff Raw Data'!S9655,'CAS#check'!A$2:A$190,1,FALSE)","v":{"$error":"#N/A"}},1]
[null,null,{"$f":"VLOOKUP('1. Eff Raw Data'!S9656,'CAS#check'!A$2:A$190,1,FALSE)","v":{"$error":"#N/A"}},1]
[null,null,{"$f":"VLOOKUP('1. Eff Raw Data'!S9657,'CAS#check'!A$2:A$190,1,FALSE)","v":{"$error":"#N/A"}},1]
[null,null,{"$f":"VLOOKUP('1. Eff Raw Data'!S9658,'CAS#check'!A$2:A$190,1,FALSE)","v":{"$error":"#N/A"}},1]
[null,null,{"$f":"VLOOKUP('1. Eff Raw Data'!S9659,'CAS#check'!A$2:A$190,1,FALSE)","v":{"$error":"#N/A"}},1]
[null,null,{"$f":"VLOOKUP('1. Eff Raw Data'!S9660,'CAS#check'!A$2:A$190,1,FALSE)","v":{"$error":"#N/A"}},1]
[null,null,{"$f":"VLOOKUP('1. Eff Raw Data'!S9661,'CAS#check'!A$2:A$190,1,FALSE)","v":{"$error":"#N/A"}},{"$f":"IFERROR(_xlfn.IFNA(0*C9661,1),0)","v":1}]
[null,null,{"$f":"VLOOKUP('1. Eff Raw Data'!S9662,'CAS#check'!A$2:A$190,1,FALSE)","v":{"$error":"#N/A"}},1]
[null,null,{"$f":"VLOOKUP('1. Eff Raw Data'!S9663,'CAS#check'!A$2:A$190,1,FALSE)","v":{"$error":"#N/A"}},1]
[null,null,{"$f":"VLOOKUP('1. Eff Raw Data'!S9664,'CAS#check'!A$2:A$190,1,FALSE)","v":{"$error":"#N/A"}},1]
[null,null,{"$f":"VLOOKUP('1. Eff Raw Data'!S9665,'CAS#check'!A$2:A$190,1,FALSE)","v":{"$error":"#N/A"}},1]
[null,null,{"$f":"VLOOKUP('1. Eff Raw Data'!S9666,'CAS#check'!A$2:A$190,1,FALSE)","v":{"$error":"#N/A"}},1]
[null,null,{"$f":"VLOOKUP('1. Eff Raw Data'!S9667,'CAS#check'!A$2:A$190,1,FALSE)","v":{"$error":"#N/A"}},1]
[null,null,{"$f":"VLOOKUP('1. Eff Raw Data'!S9668,'CAS#check'!A$2:A$190,1,FALSE)","v":{"$error":"#N/A"}},1]
[null,null,{"$f":"VLOOKUP('1. Eff Raw Data'!S9669,'CAS#check'!A$2:A$190,1,FALSE)","v":{"$error":"#N/A"}},1]
[null,null,{"$f":"VLOOKUP('1. Eff Raw Data'!S9670,'CAS#check'!A$2:A$190,1,FALSE)","v":{"$error":"#N/A"}},1]
[null,null,{"$f":"VLOOKUP('1. Eff Raw Data'!S9671,'CAS#check'!A$2:A$190,1,FALSE)","v":{"$error":"#N/A"}},1]
[null,null,{"$f":"VLOOKUP('1. Eff Raw Data'!S9672,'CAS#check'!A$2:A$190,1,FALSE)","v":{"$error":"#N/A"}},1]
[null,null,{"$f":"VLOOKUP('1. Eff Raw Data'!S9673,'CAS#check'!A$2:A$190,1,FALSE)","v":{"$error":"#N/A"}},1]
[null,null,{"$f":"VLOOKUP('1. Eff Raw Data'!S9674,'CAS#check'!A$2:A$190,1,FALSE)","v":{"$error":"#N/A"}},1]
[null,null,{"$f":"VLOOKUP('1. Eff Raw Data'!S9675,'CAS#check'!A$2:A$190,1,FALSE)","v":{"$error":"#N/A"}},1]
[null,null,{"$f":"VLOOKUP('1. Eff Raw Data'!S9676,'CAS#check'!A$2:A$190,1,FALSE)","v":{"$error":"#N/A"}},1]
[null,null,{"$f":"VLOOKUP('1. Eff Raw Data'!S9677,'CAS#check'!A$2:A$190,1,FALSE)","v":{"$error":"#N/A"}},1]
[null,null,{"$f":"VLOOKUP('1. Eff Raw Data'!S9678,'CAS#check'!A$2:A$190,1,FALSE)","v":{"$error":"#N/A"}},1]
[null,null,{"$f":"VLOOKUP('1. Eff Raw Data'!S9679,'CAS#check'!A$2:A$190,1,FALSE)","v":{"$error":"#N/A"}},1]
[null,null,{"$f":"VLOOKUP('1. Eff Raw Data'!S9680,'CAS#check'!A$2:A$190,1,FALSE)","v":{"$error":"#N/A"}},1]
[null,null,{"$f":"VLOOKUP('1. Eff Raw Data'!S9681,'CAS#check'!A$2:A$190,1,FALSE)","v":{"$error":"#N/A"}},1]
[null,null,{"$f":"VLOOKUP('1. Eff Raw Data'!S9682,'CAS#check'!A$2:A$190,1,FALSE)","v":{"$error":"#N/A"}},1]
[null,null,{"$f":"VLOOKUP('1. Eff Raw Data'!S9683,'CAS#check'!A$2:A$190,1,FALSE)","v":{"$error":"#N/A"}},1]
[null,null,{"$f":"VLOOKUP('1. Eff Raw Data'!S9684,'CAS#check'!A$2:A$190,1,FALSE)","v":{"$error":"#N/A"}},1]
[null,null,{"$f":"VLOOKUP('1. Eff Raw Data'!S9685,'CAS#check'!A$2:A$190,1,FALSE)","v":{"$error":"#N/A"}},1]
[null,null,{"$f":"VLOOKUP('1. Eff Raw Data'!S9686,'CAS#check'!A$2:A$190,1,FALSE)","v":{"$error":"#N/A"}},1]
[null,null,{"$f":"VLOOKUP('1. Eff Raw Data'!S9687,'CAS#check'!A$2:A$190,1,FALSE)","v":{"$error":"#N/A"}},1]
[null,null,{"$f":"VLOOKUP('1. Eff Raw Data'!S9688,'CAS#check'!A$2:A$190,1,FALSE)","v":{"$error":"#N/A"}},1]
[null,null,{"$f":"VLOOKUP('1. Eff Raw Data'!S9689,'CAS#check'!A$2:A$190,1,FALSE)","v":{"$error":"#N/A"}},1]
[null,null,{"$f":"VLOOKUP('1. Eff Raw Data'!S9690,'CAS#check'!A$2:A$190,1,FALSE)","v":{"$error":"#N/A"}},1]
[null,null,{"$f":"VLOOKUP('1. Eff Raw Data'!S9691,'CAS#check'!A$2:A$190,1,FALSE)","v":{"$error":"#N/A"}},1]
[null,null,{"$f":"VLOOKUP('1. Eff Raw Data'!S9692,'CAS#check'!A$2:A$190,1,FALSE)","v":{"$error":"#N/A"}},1]
[null,null,{"$f":"VLOOKUP('1. Eff Raw Data'!S9693,'CAS#check'!A$2:A$190,1,FALSE)","v":{"$error":"#N/A"}},1]
[null,null,{"$f":"VLOOKUP('1. Eff Raw Data'!S9694,'CAS#check'!A$2:A$190,1,FALSE)","v":{"$error":"#N/A"}},1]
[null,null,{"$f":"VLOOKUP('1. Eff Raw Data'!S9695,'CAS#check'!A$2:A$190,1,FALSE)","v":{"$error":"#N/A"}},1]
[null,null,{"$f":"VLOOKUP('1. Eff Raw Data'!S9696,'CAS#check'!A$2:A$190,1,FALSE)","v":{"$error":"#N/A"}},1]
[null,null,{"$f":"VLOOKUP('1. Eff Raw Data'!S9697,'CAS#check'!A$2:A$190,1,FALSE)","v":{"$error":"#N/A"}},1]
[null,null,{"$f":"VLOOKUP('1. Eff Raw Data'!S9698,'CAS#check'!A$2:A$190,1,FALSE)","v":{"$error":"#N/A"}},1]
[null,null,{"$f":"VLOOKUP('1. Eff Raw Data'!S9699,'CAS#check'!A$2:A$190,1,FALSE)","v":{"$error":"#N/A"}},1]
[null,null,{"$f":"VLOOKUP('1. Eff Raw Data'!S9700,'CAS#check'!A$2:A$190,1,FALSE)","v":{"$error":"#N/A"}},1]
[null,null,{"$f":"VLOOKUP('1. Eff Raw Data'!S9701,'CAS#check'!A$2:A$190,1,FALSE)","v":{"$error":"#N/A"}},1]
[null,null,{"$f":"VLOOKUP('1. Eff Raw Data'!S9702,'CAS#check'!A$2:A$190,1,FALSE)","v":{"$error":"#N/A"}},1]
[null,null,{"$f":"VLOOKUP('1. Eff Raw Data'!S9703,'CAS#check'!A$2:A$190,1,FALSE)","v":{"$error":"#N/A"}},1]
[null,null,{"$f":"VLOOKUP('1. Eff Raw Data'!S9704,'CAS#check'!A$2:A$190,1,FALSE)","v":{"$error":"#N/A"}},1]
[null,null,{"$f":"VLOOKUP('1. Eff Raw Data'!S9705,'CAS#check'!A$2:A$190,1,FALSE)","v":{"$error":"#N/A"}},1]
[null,null,{"$f":"VLOOKUP('1. Eff Raw Data'!S9706,'CAS#check'!A$2:A$190,1,FALSE)","v":{"$error":"#N/A"}},1]
[null,null,{"$f":"VLOOKUP('1. Eff Raw Data'!S9707,'CAS#check'!A$2:A$190,1,FALSE)","v":{"$error":"#N/A"}},1]
[null,null,{"$f":"VLOOKUP('1. Eff Raw Data'!S9708,'CAS#check'!A$2:A$190,1,FALSE)","v":{"$error":"#N/A"}},1]
[null,null,{"$f":"VLOOKUP('1. Eff Raw Data'!S9709,'CAS#check'!A$2:A$190,1,FALSE)","v":{"$error":"#N/A"}},1]
[null,null,{"$f":"VLOOKUP('1. Eff Raw Data'!S9710,'CAS#check'!A$2:A$190,1,FALSE)","v":{"$error":"#N/A"}},1]
[null,null,{"$f":"VLOOKUP('1. Eff Raw Data'!S9711,'CAS#check'!A$2:A$190,1,FALSE)","v":{"$error":"#N/A"}},1]
[null,null,{"$f":"VLOOKUP('1. Eff Raw Data'!S9712,'CAS#check'!A$2:A$190,1,FALSE)","v":{"$error":"#N/A"}},1]
[null,null,{"$f":"VLOOKUP('1. Eff Raw Data'!S9713,'CAS#check'!A$2:A$190,1,FALSE)","v":{"$error":"#N/A"}},1]
[null,null,{"$f":"VLOOKUP('1. Eff Raw Data'!S9714,'CAS#check'!A$2:A$190,1,FALSE)","v":{"$error":"#N/A"}},1]
[null,null,{"$f":"VLOOKUP('1. Eff Raw Data'!S9715,'CAS#check'!A$2:A$190,1,FALSE)","v":{"$error":"#N/A"}},1]
[null,null,{"$f":"VLOOKUP('1. Eff Raw Data'!S9716,'CAS#check'!A$2:A$190,1,FALSE)","v":{"$error":"#N/A"}},1]
[null,null,{"$f":"VLOOKUP('1. Eff Raw Data'!S9717,'CAS#check'!A$2:A$190,1,FALSE)","v":{"$error":"#N/A"}},1]
[null,null,{"$f":"VLOOKUP('1. Eff Raw Data'!S9718,'CAS#check'!A$2:A$190,1,FALSE)","v":{"$error":"#N/A"}},1]
[null,null,{"$f":"VLOOKUP('1. Eff Raw Data'!S9719,'CAS#check'!A$2:A$190,1,FALSE)","v":{"$error":"#N/A"}},1]
[null,null,{"$f":"VLOOKUP('1. Eff Raw Data'!S9720,'CAS#check'!A$2:A$190,1,FALSE)","v":{"$error":"#N/A"}},1]
[null,null,{"$f":"VLOOKUP('1. Eff Raw Data'!S9721,'CAS#check'!A$2:A$190,1,FALSE)","v":{"$error":"#N/A"}},1]
[null,null,{"$f":"VLOOKUP('1. Eff Raw Data'!S9722,'CAS#check'!A$2:A$190,1,FALSE)","v":{"$error":"#N/A"}},1]
[null,null,{"$f":"VLOOKUP('1. Eff Raw Data'!S9723,'CAS#check'!A$2:A$190,1,FALSE)","v":{"$error":"#N/A"}},1]
[null,null,{"$f":"VLOOKUP('1. Eff Raw Data'!S9724,'CAS#check'!A$2:A$190,1,FALSE)","v":{"$error":"#N/A"}},1]
[null,null,{"$f":"VLOOKUP('1. Eff Raw Data'!S9725,'CAS#check'!A$2:A$190,1,FALSE)","v":{"$error":"#N/A"}},{"$f":"IFERROR(_xlfn.IFNA(0*C9725,1),0)","v":1}]
[null,null,{"$f":"VLOOKUP('1. Eff Raw Data'!S9726,'CAS#check'!A$2:A$190,1,FALSE)","v":{"$error":"#N/A"}},1]
[null,null,{"$f":"VLOOKUP('1. Eff Raw Data'!S9727,'CAS#check'!A$2:A$190,1,FALSE)","v":{"$error":"#N/A"}},1]
[null,null,{"$f":"VLOOKUP('1. Eff Raw Data'!S9728,'CAS#check'!A$2:A$190,1,FALSE)","v":{"$error":"#N/A"}},1]
[null,null,{"$f":"VLOOKUP('1. Eff Raw Data'!S9729,'CAS#check'!A$2:A$190,1,FALSE)","v":{"$error":"#N/A"}},1]
[null,null,{"$f":"VLOOKUP('1. Eff Raw Data'!S9730,'CAS#check'!A$2:A$190,1,FALSE)","v":{"$error":"#N/A"}},1]
[null,null,{"$f":"VLOOKUP('1. Eff Raw Data'!S9731,'CAS#check'!A$2:A$190,1,FALSE)","v":{"$error":"#N/A"}},1]
[null,null,{"$f":"VLOOKUP('1. Eff Raw Data'!S9732,'CAS#check'!A$2:A$190,1,FALSE)","v":{"$error":"#N/A"}},1]
[null,null,{"$f":"VLOOKUP('1. Eff Raw Data'!S9733,'CAS#check'!A$2:A$190,1,FALSE)","v":{"$error":"#N/A"}},1]
[null,null,{"$f":"VLOOKUP('1. Eff Raw Data'!S9734,'CAS#check'!A$2:A$190,1,FALSE)","v":{"$error":"#N/A"}},1]
[null,null,{"$f":"VLOOKUP('1. Eff Raw Data'!S9735,'CAS#check'!A$2:A$190,1,FALSE)","v":{"$error":"#N/A"}},1]
[null,null,{"$f":"VLOOKUP('1. Eff Raw Data'!S9736,'CAS#check'!A$2:A$190,1,FALSE)","v":{"$error":"#N/A"}},1]
[null,null,{"$f":"VLOOKUP('1. Eff Raw Data'!S9737,'CAS#check'!A$2:A$190,1,FALSE)","v":{"$error":"#N/A"}},1]
[null,null,{"$f":"VLOOKUP('1. Eff Raw Data'!S9738,'CAS#check'!A$2:A$190,1,FALSE)","v":{"$error":"#N/A"}},1]
[null,null,{"$f":"VLOOKUP('1. Eff Raw Data'!S9739,'CAS#check'!A$2:A$190,1,FALSE)","v":{"$error":"#N/A"}},1]
[null,null,{"$f":"VLOOKUP('1. Eff Raw Data'!S9740,'CAS#check'!A$2:A$190,1,FALSE)","v":{"$error":"#N/A"}},1]
[null,null,{"$f":"VLOOKUP('1. Eff Raw Data'!S9741,'CAS#check'!A$2:A$190,1,FALSE)","v":{"$error":"#N/A"}},1]
[null,null,{"$f":"VLOOKUP('1. Eff Raw Data'!S9742,'CAS#check'!A$2:A$190,1,FALSE)","v":{"$error":"#N/A"}},1]
[null,null,{"$f":"VLOOKUP('1. Eff Raw Data'!S9743,'CAS#check'!A$2:A$190,1,FALSE)","v":{"$error":"#N/A"}},1]
[null,null,{"$f":"VLOOKUP('1. Eff Raw Data'!S9744,'CAS#check'!A$2:A$190,1,FALSE)","v":{"$error":"#N/A"}},1]
[null,null,{"$f":"VLOOKUP('1. Eff Raw Data'!S9745,'CAS#check'!A$2:A$190,1,FALSE)","v":{"$error":"#N/A"}},1]
[null,null,{"$f":"VLOOKUP('1. Eff Raw Data'!S9746,'CAS#check'!A$2:A$190,1,FALSE)","v":{"$error":"#N/A"}},1]
[null,null,{"$f":"VLOOKUP('1. Eff Raw Data'!S9747,'CAS#check'!A$2:A$190,1,FALSE)","v":{"$error":"#N/A"}},1]
[null,null,{"$f":"VLOOKUP('1. Eff Raw Data'!S9748,'CAS#check'!A$2:A$190,1,FALSE)","v":{"$error":"#N/A"}},1]
[null,null,{"$f":"VLOOKUP('1. Eff Raw Data'!S9749,'CAS#check'!A$2:A$190,1,FALSE)","v":{"$error":"#N/A"}},1]
[null,null,{"$f":"VLOOKUP('1. Eff Raw Data'!S9750,'CAS#check'!A$2:A$190,1,FALSE)","v":{"$error":"#N/A"}},1]
[null,null,{"$f":"VLOOKUP('1. Eff Raw Data'!S9751,'CAS#check'!A$2:A$190,1,FALSE)","v":{"$error":"#N/A"}},1]
[null,null,{"$f":"VLOOKUP('1. Eff Raw Data'!S9752,'CAS#check'!A$2:A$190,1,FALSE)","v":{"$error":"#N/A"}},1]
[null,null,{"$f":"VLOOKUP('1. Eff Raw Data'!S9753,'CAS#check'!A$2:A$190,1,FALSE)","v":{"$error":"#N/A"}},1]
[null,null,{"$f":"VLOOKUP('1. Eff Raw Data'!S9754,'CAS#check'!A$2:A$190,1,FALSE)","v":{"$error":"#N/A"}},1]
[null,null,{"$f":"VLOOKUP('1. Eff Raw Data'!S9755,'CAS#check'!A$2:A$190,1,FALSE)","v":{"$error":"#N/A"}},1]
[null,null,{"$f":"VLOOKUP('1. Eff Raw Data'!S9756,'CAS#check'!A$2:A$190,1,FALSE)","v":{"$error":"#N/A"}},1]
[null,null,{"$f":"VLOOKUP('1. Eff Raw Data'!S9757,'CAS#check'!A$2:A$190,1,FALSE)","v":{"$error":"#N/A"}},1]
[null,null,{"$f":"VLOOKUP('1. Eff Raw Data'!S9758,'CAS#check'!A$2:A$190,1,FALSE)","v":{"$error":"#N/A"}},1]
[null,null,{"$f":"VLOOKUP('1. Eff Raw Data'!S9759,'CAS#check'!A$2:A$190,1,FALSE)","v":{"$error":"#N/A"}},1]
[null,null,{"$f":"VLOOKUP('1. Eff Raw Data'!S9760,'CAS#check'!A$2:A$190,1,FALSE)","v":{"$error":"#N/A"}},1]
[null,null,{"$f":"VLOOKUP('1. Eff Raw Data'!S9761,'CAS#check'!A$2:A$190,1,FALSE)","v":{"$error":"#N/A"}},1]
[null,null,{"$f":"VLOOKUP('1. Eff Raw Data'!S9762,'CAS#check'!A$2:A$190,1,FALSE)","v":{"$error":"#N/A"}},1]
[null,null,{"$f":"VLOOKUP('1. Eff Raw Data'!S9763,'CAS#check'!A$2:A$190,1,FALSE)","v":{"$error":"#N/A"}},1]
[null,null,{"$f":"VLOOKUP('1. Eff Raw Data'!S9764,'CAS#check'!A$2:A$190,1,FALSE)","v":{"$error":"#N/A"}},1]
[null,null,{"$f":"VLOOKUP('1. Eff Raw Data'!S9765,'CAS#check'!A$2:A$190,1,FALSE)","v":{"$error":"#N/A"}},1]
[null,null,{"$f":"VLOOKUP('1. Eff Raw Data'!S9766,'CAS#check'!A$2:A$190,1,FALSE)","v":{"$error":"#N/A"}},1]
[null,null,{"$f":"VLOOKUP('1. Eff Raw Data'!S9767,'CAS#check'!A$2:A$190,1,FALSE)","v":{"$error":"#N/A"}},1]
[null,null,{"$f":"VLOOKUP('1. Eff Raw Data'!S9768,'CAS#check'!A$2:A$190,1,FALSE)","v":{"$error":"#N/A"}},1]
[null,null,{"$f":"VLOOKUP('1. Eff Raw Data'!S9769,'CAS#check'!A$2:A$190,1,FALSE)","v":{"$error":"#N/A"}},1]
[null,null,{"$f":"VLOOKUP('1. Eff Raw Data'!S9770,'CAS#check'!A$2:A$190,1,FALSE)","v":{"$error":"#N/A"}},1]
[null,null,{"$f":"VLOOKUP('1. Eff Raw Data'!S9771,'CAS#check'!A$2:A$190,1,FALSE)","v":{"$error":"#N/A"}},1]
[null,null,{"$f":"VLOOKUP('1. Eff Raw Data'!S9772,'CAS#check'!A$2:A$190,1,FALSE)","v":{"$error":"#N/A"}},1]
[null,null,{"$f":"VLOOKUP('1. Eff Raw Data'!S9773,'CAS#check'!A$2:A$190,1,FALSE)","v":{"$error":"#N/A"}},1]
[null,null,{"$f":"VLOOKUP('1. Eff Raw Data'!S9774,'CAS#check'!A$2:A$190,1,FALSE)","v":{"$error":"#N/A"}},1]
[null,null,{"$f":"VLOOKUP('1. Eff Raw Data'!S9775,'CAS#check'!A$2:A$190,1,FALSE)","v":{"$error":"#N/A"}},1]
[null,null,{"$f":"VLOOKUP('1. Eff Raw Data'!S9776,'CAS#check'!A$2:A$190,1,FALSE)","v":{"$error":"#N/A"}},1]
[null,null,{"$f":"VLOOKUP('1. Eff Raw Data'!S9777,'CAS#check'!A$2:A$190,1,FALSE)","v":{"$error":"#N/A"}},1]
[null,null,{"$f":"VLOOKUP('1. Eff Raw Data'!S9778,'CAS#check'!A$2:A$190,1,FALSE)","v":{"$error":"#N/A"}},1]
[null,null,{"$f":"VLOOKUP('1. Eff Raw Data'!S9779,'CAS#check'!A$2:A$190,1,FALSE)","v":{"$error":"#N/A"}},1]
[null,null,{"$f":"VLOOKUP('1. Eff Raw Data'!S9780,'CAS#check'!A$2:A$190,1,FALSE)","v":{"$error":"#N/A"}},1]
[null,null,{"$f":"VLOOKUP('1. Eff Raw Data'!S9781,'CAS#check'!A$2:A$190,1,FALSE)","v":{"$error":"#N/A"}},1]
[null,null,{"$f":"VLOOKUP('1. Eff Raw Data'!S9782,'CAS#check'!A$2:A$190,1,FALSE)","v":{"$error":"#N/A"}},1]
[null,null,{"$f":"VLOOKUP('1. Eff Raw Data'!S9783,'CAS#check'!A$2:A$190,1,FALSE)","v":{"$error":"#N/A"}},1]
[null,null,{"$f":"VLOOKUP('1. Eff Raw Data'!S9784,'CAS#check'!A$2:A$190,1,FALSE)","v":{"$error":"#N/A"}},1]
[null,null,{"$f":"VLOOKUP('1. Eff Raw Data'!S9785,'CAS#check'!A$2:A$190,1,FALSE)","v":{"$error":"#N/A"}},1]
[null,null,{"$f":"VLOOKUP('1. Eff Raw Data'!S9786,'CAS#check'!A$2:A$190,1,FALSE)","v":{"$error":"#N/A"}},1]
[null,null,{"$f":"VLOOKUP('1. Eff Raw Data'!S9787,'CAS#check'!A$2:A$190,1,FALSE)","v":{"$error":"#N/A"}},1]
[null,null,{"$f":"VLOOKUP('1. Eff Raw Data'!S9788,'CAS#check'!A$2:A$190,1,FALSE)","v":{"$error":"#N/A"}},1]
[null,null,{"$f":"VLOOKUP('1. Eff Raw Data'!S9789,'CAS#check'!A$2:A$190,1,FALSE)","v":{"$error":"#N/A"}},{"$f":"IFERROR(_xlfn.IFNA(0*C9789,1),0)","v":1}]
[null,null,{"$f":"VLOOKUP('1. Eff Raw Data'!S9790,'CAS#check'!A$2:A$190,1,FALSE)","v":{"$error":"#N/A"}},1]
[null,null,{"$f":"VLOOKUP('1. Eff Raw Data'!S9791,'CAS#check'!A$2:A$190,1,FALSE)","v":{"$error":"#N/A"}},1]
[null,null,{"$f":"VLOOKUP('1. Eff Raw Data'!S9792,'CAS#check'!A$2:A$190,1,FALSE)","v":{"$error":"#N/A"}},1]
[null,null,{"$f":"VLOOKUP('1. Eff Raw Data'!S9793,'CAS#check'!A$2:A$190,1,FALSE)","v":{"$error":"#N/A"}},1]
[null,null,{"$f":"VLOOKUP('1. Eff Raw Data'!S9794,'CAS#check'!A$2:A$190,1,FALSE)","v":{"$error":"#N/A"}},1]
[null,null,{"$f":"VLOOKUP('1. Eff Raw Data'!S9795,'CAS#check'!A$2:A$190,1,FALSE)","v":{"$error":"#N/A"}},1]
[null,null,{"$f":"VLOOKUP('1. Eff Raw Data'!S9796,'CAS#check'!A$2:A$190,1,FALSE)","v":{"$error":"#N/A"}},1]
[null,null,{"$f":"VLOOKUP('1. Eff Raw Data'!S9797,'CAS#check'!A$2:A$190,1,FALSE)","v":{"$error":"#N/A"}},1]
[null,null,{"$f":"VLOOKUP('1. Eff Raw Data'!S9798,'CAS#check'!A$2:A$190,1,FALSE)","v":{"$error":"#N/A"}},1]
[null,null,{"$f":"VLOOKUP('1. Eff Raw Data'!S9799,'CAS#check'!A$2:A$190,1,FALSE)","v":{"$error":"#N/A"}},1]
[null,null,{"$f":"VLOOKUP('1. Eff Raw Data'!S9800,'CAS#check'!A$2:A$190,1,FALSE)","v":{"$error":"#N/A"}},1]
[null,null,{"$f":"VLOOKUP('1. Eff Raw Data'!S9801,'CAS#check'!A$2:A$190,1,FALSE)","v":{"$error":"#N/A"}},1]
[null,null,{"$f":"VLOOKUP('1. Eff Raw Data'!S9802,'CAS#check'!A$2:A$190,1,FALSE)","v":{"$error":"#N/A"}},1]
[null,null,{"$f":"VLOOKUP('1. Eff Raw Data'!S9803,'CAS#check'!A$2:A$190,1,FALSE)","v":{"$error":"#N/A"}},1]
[null,null,{"$f":"VLOOKUP('1. Eff Raw Data'!S9804,'CAS#check'!A$2:A$190,1,FALSE)","v":{"$error":"#N/A"}},1]
[null,null,{"$f":"VLOOKUP('1. Eff Raw Data'!S9805,'CAS#check'!A$2:A$190,1,FALSE)","v":{"$error":"#N/A"}},1]
[null,null,{"$f":"VLOOKUP('1. Eff Raw Data'!S9806,'CAS#check'!A$2:A$190,1,FALSE)","v":{"$error":"#N/A"}},1]
[null,null,{"$f":"VLOOKUP('1. Eff Raw Data'!S9807,'CAS#check'!A$2:A$190,1,FALSE)","v":{"$error":"#N/A"}},1]
[null,null,{"$f":"VLOOKUP('1. Eff Raw Data'!S9808,'CAS#check'!A$2:A$190,1,FALSE)","v":{"$error":"#N/A"}},1]
[null,null,{"$f":"VLOOKUP('1. Eff Raw Data'!S9809,'CAS#check'!A$2:A$190,1,FALSE)","v":{"$error":"#N/A"}},1]
[null,null,{"$f":"VLOOKUP('1. Eff Raw Data'!S9810,'CAS#check'!A$2:A$190,1,FALSE)","v":{"$error":"#N/A"}},1]
[null,null,{"$f":"VLOOKUP('1. Eff Raw Data'!S9811,'CAS#check'!A$2:A$190,1,FALSE)","v":{"$error":"#N/A"}},1]
[null,null,{"$f":"VLOOKUP('1. Eff Raw Data'!S9812,'CAS#check'!A$2:A$190,1,FALSE)","v":{"$error":"#N/A"}},1]
[null,null,{"$f":"VLOOKUP('1. Eff Raw Data'!S9813,'CAS#check'!A$2:A$190,1,FALSE)","v":{"$error":"#N/A"}},1]
[null,null,{"$f":"VLOOKUP('1. Eff Raw Data'!S9814,'CAS#check'!A$2:A$190,1,FALSE)","v":{"$error":"#N/A"}},1]
[null,null,{"$f":"VLOOKUP('1. Eff Raw Data'!S9815,'CAS#check'!A$2:A$190,1,FALSE)","v":{"$error":"#N/A"}},1]
[null,null,{"$f":"VLOOKUP('1. Eff Raw Data'!S9816,'CAS#check'!A$2:A$190,1,FALSE)","v":{"$error":"#N/A"}},1]
[null,null,{"$f":"VLOOKUP('1. Eff Raw Data'!S9817,'CAS#check'!A$2:A$190,1,FALSE)","v":{"$error":"#N/A"}},1]
[null,null,{"$f":"VLOOKUP('1. Eff Raw Data'!S9818,'CAS#check'!A$2:A$190,1,FALSE)","v":{"$error":"#N/A"}},1]
[null,null,{"$f":"VLOOKUP('1. Eff Raw Data'!S9819,'CAS#check'!A$2:A$190,1,FALSE)","v":{"$error":"#N/A"}},1]
[null,null,{"$f":"VLOOKUP('1. Eff Raw Data'!S9820,'CAS#check'!A$2:A$190,1,FALSE)","v":{"$error":"#N/A"}},1]
[null,null,{"$f":"VLOOKUP('1. Eff Raw Data'!S9821,'CAS#check'!A$2:A$190,1,FALSE)","v":{"$error":"#N/A"}},1]
[null,null,{"$f":"VLOOKUP('1. Eff Raw Data'!S9822,'CAS#check'!A$2:A$190,1,FALSE)","v":{"$error":"#N/A"}},1]
[null,null,{"$f":"VLOOKUP('1. Eff Raw Data'!S9823,'CAS#check'!A$2:A$190,1,FALSE)","v":{"$error":"#N/A"}},1]
[null,null,{"$f":"VLOOKUP('1. Eff Raw Data'!S9824,'CAS#check'!A$2:A$190,1,FALSE)","v":{"$error":"#N/A"}},1]
[null,null,{"$f":"VLOOKUP('1. Eff Raw Data'!S9825,'CAS#check'!A$2:A$190,1,FALSE)","v":{"$error":"#N/A"}},1]
[null,null,{"$f":"VLOOKUP('1. Eff Raw Data'!S9826,'CAS#check'!A$2:A$190,1,FALSE)","v":{"$error":"#N/A"}},1]
[null,null,{"$f":"VLOOKUP('1. Eff Raw Data'!S9827,'CAS#check'!A$2:A$190,1,FALSE)","v":{"$error":"#N/A"}},1]
[null,null,{"$f":"VLOOKUP('1. Eff Raw Data'!S9828,'CAS#check'!A$2:A$190,1,FALSE)","v":{"$error":"#N/A"}},1]
[null,null,{"$f":"VLOOKUP('1. Eff Raw Data'!S9829,'CAS#check'!A$2:A$190,1,FALSE)","v":{"$error":"#N/A"}},1]
[null,null,{"$f":"VLOOKUP('1. Eff Raw Data'!S9830,'CAS#check'!A$2:A$190,1,FALSE)","v":{"$error":"#N/A"}},1]
[null,null,{"$f":"VLOOKUP('1. Eff Raw Data'!S9831,'CAS#check'!A$2:A$190,1,FALSE)","v":{"$error":"#N/A"}},1]
[null,null,{"$f":"VLOOKUP('1. Eff Raw Data'!S9832,'CAS#check'!A$2:A$190,1,FALSE)","v":{"$error":"#N/A"}},1]
[null,null,{"$f":"VLOOKUP('1. Eff Raw Data'!S9833,'CAS#check'!A$2:A$190,1,FALSE)","v":{"$error":"#N/A"}},1]
[null,null,{"$f":"VLOOKUP('1. Eff Raw Data'!S9834,'CAS#check'!A$2:A$190,1,FALSE)","v":{"$error":"#N/A"}},1]
[null,null,{"$f":"VLOOKUP('1. Eff Raw Data'!S9835,'CAS#check'!A$2:A$190,1,FALSE)","v":{"$error":"#N/A"}},1]
[null,null,{"$f":"VLOOKUP('1. Eff Raw Data'!S9836,'CAS#check'!A$2:A$190,1,FALSE)","v":{"$error":"#N/A"}},1]
[null,null,{"$f":"VLOOKUP('1. Eff Raw Data'!S9837,'CAS#check'!A$2:A$190,1,FALSE)","v":{"$error":"#N/A"}},1]
[null,null,{"$f":"VLOOKUP('1. Eff Raw Data'!S9838,'CAS#check'!A$2:A$190,1,FALSE)","v":{"$error":"#N/A"}},1]
[null,null,{"$f":"VLOOKUP('1. Eff Raw Data'!S9839,'CAS#check'!A$2:A$190,1,FALSE)","v":{"$error":"#N/A"}},1]
[null,null,{"$f":"VLOOKUP('1. Eff Raw Data'!S9840,'CAS#check'!A$2:A$190,1,FALSE)","v":{"$error":"#N/A"}},1]
[null,null,{"$f":"VLOOKUP('1. Eff Raw Data'!S9841,'CAS#check'!A$2:A$190,1,FALSE)","v":{"$error":"#N/A"}},1]
[null,null,{"$f":"VLOOKUP('1. Eff Raw Data'!S9842,'CAS#check'!A$2:A$190,1,FALSE)","v":{"$error":"#N/A"}},1]
[null,null,{"$f":"VLOOKUP('1. Eff Raw Data'!S9843,'CAS#check'!A$2:A$190,1,FALSE)","v":{"$error":"#N/A"}},1]
[null,null,{"$f":"VLOOKUP('1. Eff Raw Data'!S9844,'CAS#check'!A$2:A$190,1,FALSE)","v":{"$error":"#N/A"}},1]
[null,null,{"$f":"VLOOKUP('1. Eff Raw Data'!S9845,'CAS#check'!A$2:A$190,1,FALSE)","v":{"$error":"#N/A"}},1]
[null,null,{"$f":"VLOOKUP('1. Eff Raw Data'!S9846,'CAS#check'!A$2:A$190,1,FALSE)","v":{"$error":"#N/A"}},1]
[null,null,{"$f":"VLOOKUP('1. Eff Raw Data'!S9847,'CAS#check'!A$2:A$190,1,FALSE)","v":{"$error":"#N/A"}},1]
[null,null,{"$f":"VLOOKUP('1. Eff Raw Data'!S9848,'CAS#check'!A$2:A$190,1,FALSE)","v":{"$error":"#N/A"}},1]
[null,null,{"$f":"VLOOKUP('1. Eff Raw Data'!S9849,'CAS#check'!A$2:A$190,1,FALSE)","v":{"$error":"#N/A"}},1]
[null,null,{"$f":"VLOOKUP('1. Eff Raw Data'!S9850,'CAS#check'!A$2:A$190,1,FALSE)","v":{"$error":"#N/A"}},1]
[null,null,{"$f":"VLOOKUP('1. Eff Raw Data'!S9851,'CAS#check'!A$2:A$190,1,FALSE)","v":{"$error":"#N/A"}},1]
[null,null,{"$f":"VLOOKUP('1. Eff Raw Data'!S9852,'CAS#check'!A$2:A$190,1,FALSE)","v":{"$error":"#N/A"}},1]
[null,null,{"$f":"VLOOKUP('1. Eff Raw Data'!S9853,'CAS#check'!A$2:A$190,1,FALSE)","v":{"$error":"#N/A"}},{"$f":"IFERROR(_xlfn.IFNA(0*C9853,1),0)","v":1}]
[null,null,{"$f":"VLOOKUP('1. Eff Raw Data'!S9854,'CAS#check'!A$2:A$190,1,FALSE)","v":{"$error":"#N/A"}},1]
[null,null,{"$f":"VLOOKUP('1. Eff Raw Data'!S9855,'CAS#check'!A$2:A$190,1,FALSE)","v":{"$error":"#N/A"}},1]
[null,null,{"$f":"VLOOKUP('1. Eff Raw Data'!S9856,'CAS#check'!A$2:A$190,1,FALSE)","v":{"$error":"#N/A"}},1]
[null,null,{"$f":"VLOOKUP('1. Eff Raw Data'!S9857,'CAS#check'!A$2:A$190,1,FALSE)","v":{"$error":"#N/A"}},1]
[null,null,{"$f":"VLOOKUP('1. Eff Raw Data'!S9858,'CAS#check'!A$2:A$190,1,FALSE)","v":{"$error":"#N/A"}},1]
[null,null,{"$f":"VLOOKUP('1. Eff Raw Data'!S9859,'CAS#check'!A$2:A$190,1,FALSE)","v":{"$error":"#N/A"}},1]
[null,null,{"$f":"VLOOKUP('1. Eff Raw Data'!S9860,'CAS#check'!A$2:A$190,1,FALSE)","v":{"$error":"#N/A"}},1]
[null,null,{"$f":"VLOOKUP('1. Eff Raw Data'!S9861,'CAS#check'!A$2:A$190,1,FALSE)","v":{"$error":"#N/A"}},1]
[null,null,{"$f":"VLOOKUP('1. Eff Raw Data'!S9862,'CAS#check'!A$2:A$190,1,FALSE)","v":{"$error":"#N/A"}},1]
[null,null,{"$f":"VLOOKUP('1. Eff Raw Data'!S9863,'CAS#check'!A$2:A$190,1,FALSE)","v":{"$error":"#N/A"}},1]
[null,null,{"$f":"VLOOKUP('1. Eff Raw Data'!S9864,'CAS#check'!A$2:A$190,1,FALSE)","v":{"$error":"#N/A"}},1]
[null,null,{"$f":"VLOOKUP('1. Eff Raw Data'!S9865,'CAS#check'!A$2:A$190,1,FALSE)","v":{"$error":"#N/A"}},1]
[null,null,{"$f":"VLOOKUP('1. Eff Raw Data'!S9866,'CAS#check'!A$2:A$190,1,FALSE)","v":{"$error":"#N/A"}},1]
[null,null,{"$f":"VLOOKUP('1. Eff Raw Data'!S9867,'CAS#check'!A$2:A$190,1,FALSE)","v":{"$error":"#N/A"}},1]
[null,null,{"$f":"VLOOKUP('1. Eff Raw Data'!S9868,'CAS#check'!A$2:A$190,1,FALSE)","v":{"$error":"#N/A"}},1]
[null,null,{"$f":"VLOOKUP('1. Eff Raw Data'!S9869,'CAS#check'!A$2:A$190,1,FALSE)","v":{"$error":"#N/A"}},1]
[null,null,{"$f":"VLOOKUP('1. Eff Raw Data'!S9870,'CAS#check'!A$2:A$190,1,FALSE)","v":{"$error":"#N/A"}},1]
[null,null,{"$f":"VLOOKUP('1. Eff Raw Data'!S9871,'CAS#check'!A$2:A$190,1,FALSE)","v":{"$error":"#N/A"}},1]
[null,null,{"$f":"VLOOKUP('1. Eff Raw Data'!S9872,'CAS#check'!A$2:A$190,1,FALSE)","v":{"$error":"#N/A"}},1]
[null,null,{"$f":"VLOOKUP('1. Eff Raw Data'!S9873,'CAS#check'!A$2:A$190,1,FALSE)","v":{"$error":"#N/A"}},1]
[null,null,{"$f":"VLOOKUP('1. Eff Raw Data'!S9874,'CAS#check'!A$2:A$190,1,FALSE)","v":{"$error":"#N/A"}},1]
[null,null,{"$f":"VLOOKUP('1. Eff Raw Data'!S9875,'CAS#check'!A$2:A$190,1,FALSE)","v":{"$error":"#N/A"}},1]
[null,null,{"$f":"VLOOKUP('1. Eff Raw Data'!S9876,'CAS#check'!A$2:A$190,1,FALSE)","v":{"$error":"#N/A"}},1]
[null,null,{"$f":"VLOOKUP('1. Eff Raw Data'!S9877,'CAS#check'!A$2:A$190,1,FALSE)","v":{"$error":"#N/A"}},1]
[null,null,{"$f":"VLOOKUP('1. Eff Raw Data'!S9878,'CAS#check'!A$2:A$190,1,FALSE)","v":{"$error":"#N/A"}},1]
[null,null,{"$f":"VLOOKUP('1. Eff Raw Data'!S9879,'CAS#check'!A$2:A$190,1,FALSE)","v":{"$error":"#N/A"}},1]
[null,null,{"$f":"VLOOKUP('1. Eff Raw Data'!S9880,'CAS#check'!A$2:A$190,1,FALSE)","v":{"$error":"#N/A"}},1]
[null,null,{"$f":"VLOOKUP('1. Eff Raw Data'!S9881,'CAS#check'!A$2:A$190,1,FALSE)","v":{"$error":"#N/A"}},1]
[null,null,{"$f":"VLOOKUP('1. Eff Raw Data'!S9882,'CAS#check'!A$2:A$190,1,FALSE)","v":{"$error":"#N/A"}},1]
[null,null,{"$f":"VLOOKUP('1. Eff Raw Data'!S9883,'CAS#check'!A$2:A$190,1,FALSE)","v":{"$error":"#N/A"}},1]
[null,null,{"$f":"VLOOKUP('1. Eff Raw Data'!S9884,'CAS#check'!A$2:A$190,1,FALSE)","v":{"$error":"#N/A"}},1]
[null,null,{"$f":"VLOOKUP('1. Eff Raw Data'!S9885,'CAS#check'!A$2:A$190,1,FALSE)","v":{"$error":"#N/A"}},1]
[null,null,{"$f":"VLOOKUP('1. Eff Raw Data'!S9886,'CAS#check'!A$2:A$190,1,FALSE)","v":{"$error":"#N/A"}},1]
[null,null,{"$f":"VLOOKUP('1. Eff Raw Data'!S9887,'CAS#check'!A$2:A$190,1,FALSE)","v":{"$error":"#N/A"}},1]
[null,null,{"$f":"VLOOKUP('1. Eff Raw Data'!S9888,'CAS#check'!A$2:A$190,1,FALSE)","v":{"$error":"#N/A"}},1]
[null,null,{"$f":"VLOOKUP('1. Eff Raw Data'!S9889,'CAS#check'!A$2:A$190,1,FALSE)","v":{"$error":"#N/A"}},1]
[null,null,{"$f":"VLOOKUP('1. Eff Raw Data'!S9890,'CAS#check'!A$2:A$190,1,FALSE)","v":{"$error":"#N/A"}},1]
[null,null,{"$f":"VLOOKUP('1. Eff Raw Data'!S9891,'CAS#check'!A$2:A$190,1,FALSE)","v":{"$error":"#N/A"}},1]
[null,null,{"$f":"VLOOKUP('1. Eff Raw Data'!S9892,'CAS#check'!A$2:A$190,1,FALSE)","v":{"$error":"#N/A"}},1]
[null,null,{"$f":"VLOOKUP('1. Eff Raw Data'!S9893,'CAS#check'!A$2:A$190,1,FALSE)","v":{"$error":"#N/A"}},1]
[null,null,{"$f":"VLOOKUP('1. Eff Raw Data'!S9894,'CAS#check'!A$2:A$190,1,FALSE)","v":{"$error":"#N/A"}},1]
[null,null,{"$f":"VLOOKUP('1. Eff Raw Data'!S9895,'CAS#check'!A$2:A$190,1,FALSE)","v":{"$error":"#N/A"}},1]
[null,null,{"$f":"VLOOKUP('1. Eff Raw Data'!S9896,'CAS#check'!A$2:A$190,1,FALSE)","v":{"$error":"#N/A"}},1]
[null,null,{"$f":"VLOOKUP('1. Eff Raw Data'!S9897,'CAS#check'!A$2:A$190,1,FALSE)","v":{"$error":"#N/A"}},1]
[null,null,{"$f":"VLOOKUP('1. Eff Raw Data'!S9898,'CAS#check'!A$2:A$190,1,FALSE)","v":{"$error":"#N/A"}},1]
[null,null,{"$f":"VLOOKUP('1. Eff Raw Data'!S9899,'CAS#check'!A$2:A$190,1,FALSE)","v":{"$error":"#N/A"}},1]
[null,null,{"$f":"VLOOKUP('1. Eff Raw Data'!S9900,'CAS#check'!A$2:A$190,1,FALSE)","v":{"$error":"#N/A"}},1]
[null,null,{"$f":"VLOOKUP('1. Eff Raw Data'!S9901,'CAS#check'!A$2:A$190,1,FALSE)","v":{"$error":"#N/A"}},1]
[null,null,{"$f":"VLOOKUP('1. Eff Raw Data'!S9902,'CAS#check'!A$2:A$190,1,FALSE)","v":{"$error":"#N/A"}},1]
[null,null,{"$f":"VLOOKUP('1. Eff Raw Data'!S9903,'CAS#check'!A$2:A$190,1,FALSE)","v":{"$error":"#N/A"}},1]
[null,null,{"$f":"VLOOKUP('1. Eff Raw Data'!S9904,'CAS#check'!A$2:A$190,1,FALSE)","v":{"$error":"#N/A"}},1]
[null,null,{"$f":"VLOOKUP('1. Eff Raw Data'!S9905,'CAS#check'!A$2:A$190,1,FALSE)","v":{"$error":"#N/A"}},1]
[null,null,{"$f":"VLOOKUP('1. Eff Raw Data'!S9906,'CAS#check'!A$2:A$190,1,FALSE)","v":{"$error":"#N/A"}},1]
[null,null,{"$f":"VLOOKUP('1. Eff Raw Data'!S9907,'CAS#check'!A$2:A$190,1,FALSE)","v":{"$error":"#N/A"}},1]
[null,null,{"$f":"VLOOKUP('1. Eff Raw Data'!S9908,'CAS#check'!A$2:A$190,1,FALSE)","v":{"$error":"#N/A"}},1]
[null,null,{"$f":"VLOOKUP('1. Eff Raw Data'!S9909,'CAS#check'!A$2:A$190,1,FALSE)","v":{"$error":"#N/A"}},1]
[null,null,{"$f":"VLOOKUP('1. Eff Raw Data'!S9910,'CAS#check'!A$2:A$190,1,FALSE)","v":{"$error":"#N/A"}},1]
[null,null,{"$f":"VLOOKUP('1. Eff Raw Data'!S9911,'CAS#check'!A$2:A$190,1,FALSE)","v":{"$error":"#N/A"}},1]
[null,null,{"$f":"VLOOKUP('1. Eff Raw Data'!S9912,'CAS#check'!A$2:A$190,1,FALSE)","v":{"$error":"#N/A"}},1]
[null,null,{"$f":"VLOOKUP('1. Eff Raw Data'!S9913,'CAS#check'!A$2:A$190,1,FALSE)","v":{"$error":"#N/A"}},1]
[null,null,{"$f":"VLOOKUP('1. Eff Raw Data'!S9914,'CAS#check'!A$2:A$190,1,FALSE)","v":{"$error":"#N/A"}},1]
[null,null,{"$f":"VLOOKUP('1. Eff Raw Data'!S9915,'CAS#check'!A$2:A$190,1,FALSE)","v":{"$error":"#N/A"}},1]
[null,null,{"$f":"VLOOKUP('1. Eff Raw Data'!S9916,'CAS#check'!A$2:A$190,1,FALSE)","v":{"$error":"#N/A"}},1]
[null,null,{"$f":"VLOOKUP('1. Eff Raw Data'!S9917,'CAS#check'!A$2:A$190,1,FALSE)","v":{"$error":"#N/A"}},{"$f":"IFERROR(_xlfn.IFNA(0*C9917,1),0)","v":1}]
[null,null,{"$f":"VLOOKUP('1. Eff Raw Data'!S9918,'CAS#check'!A$2:A$190,1,FALSE)","v":{"$error":"#N/A"}},1]
[null,null,{"$f":"VLOOKUP('1. Eff Raw Data'!S9919,'CAS#check'!A$2:A$190,1,FALSE)","v":{"$error":"#N/A"}},1]
[null,null,{"$f":"VLOOKUP('1. Eff Raw Data'!S9920,'CAS#check'!A$2:A$190,1,FALSE)","v":{"$error":"#N/A"}},1]
[null,null,{"$f":"VLOOKUP('1. Eff Raw Data'!S9921,'CAS#check'!A$2:A$190,1,FALSE)","v":{"$error":"#N/A"}},1]
[null,null,{"$f":"VLOOKUP('1. Eff Raw Data'!S9922,'CAS#check'!A$2:A$190,1,FALSE)","v":{"$error":"#N/A"}},1]
[null,null,{"$f":"VLOOKUP('1. Eff Raw Data'!S9923,'CAS#check'!A$2:A$190,1,FALSE)","v":{"$error":"#N/A"}},1]
[null,null,{"$f":"VLOOKUP('1. Eff Raw Data'!S9924,'CAS#check'!A$2:A$190,1,FALSE)","v":{"$error":"#N/A"}},1]
[null,null,{"$f":"VLOOKUP('1. Eff Raw Data'!S9925,'CAS#check'!A$2:A$190,1,FALSE)","v":{"$error":"#N/A"}},1]
[null,null,{"$f":"VLOOKUP('1. Eff Raw Data'!S9926,'CAS#check'!A$2:A$190,1,FALSE)","v":{"$error":"#N/A"}},1]
[null,null,{"$f":"VLOOKUP('1. Eff Raw Data'!S9927,'CAS#check'!A$2:A$190,1,FALSE)","v":{"$error":"#N/A"}},1]
[null,null,{"$f":"VLOOKUP('1. Eff Raw Data'!S9928,'CAS#check'!A$2:A$190,1,FALSE)","v":{"$error":"#N/A"}},1]
[null,null,{"$f":"VLOOKUP('1. Eff Raw Data'!S9929,'CAS#check'!A$2:A$190,1,FALSE)","v":{"$error":"#N/A"}},1]
[null,null,{"$f":"VLOOKUP('1. Eff Raw Data'!S9930,'CAS#check'!A$2:A$190,1,FALSE)","v":{"$error":"#N/A"}},1]
[null,null,{"$f":"VLOOKUP('1. Eff Raw Data'!S9931,'CAS#check'!A$2:A$190,1,FALSE)","v":{"$error":"#N/A"}},1]
[null,null,{"$f":"VLOOKUP('1. Eff Raw Data'!S9932,'CAS#check'!A$2:A$190,1,FALSE)","v":{"$error":"#N/A"}},1]
[null,null,{"$f":"VLOOKUP('1. Eff Raw Data'!S9933,'CAS#check'!A$2:A$190,1,FALSE)","v":{"$error":"#N/A"}},1]
[null,null,{"$f":"VLOOKUP('1. Eff Raw Data'!S9934,'CAS#check'!A$2:A$190,1,FALSE)","v":{"$error":"#N/A"}},1]
[null,null,{"$f":"VLOOKUP('1. Eff Raw Data'!S9935,'CAS#check'!A$2:A$190,1,FALSE)","v":{"$error":"#N/A"}},1]
[null,null,{"$f":"VLOOKUP('1. Eff Raw Data'!S9936,'CAS#check'!A$2:A$190,1,FALSE)","v":{"$error":"#N/A"}},1]
[null,null,{"$f":"VLOOKUP('1. Eff Raw Data'!S9937,'CAS#check'!A$2:A$190,1,FALSE)","v":{"$error":"#N/A"}},1]
[null,null,{"$f":"VLOOKUP('1. Eff Raw Data'!S9938,'CAS#check'!A$2:A$190,1,FALSE)","v":{"$error":"#N/A"}},1]
[null,null,{"$f":"VLOOKUP('1. Eff Raw Data'!S9939,'CAS#check'!A$2:A$190,1,FALSE)","v":{"$error":"#N/A"}},1]
[null,null,{"$f":"VLOOKUP('1. Eff Raw Data'!S9940,'CAS#check'!A$2:A$190,1,FALSE)","v":{"$error":"#N/A"}},1]
[null,null,{"$f":"VLOOKUP('1. Eff Raw Data'!S9941,'CAS#check'!A$2:A$190,1,FALSE)","v":{"$error":"#N/A"}},1]
[null,null,{"$f":"VLOOKUP('1. Eff Raw Data'!S9942,'CAS#check'!A$2:A$190,1,FALSE)","v":{"$error":"#N/A"}},1]
[null,null,{"$f":"VLOOKUP('1. Eff Raw Data'!S9943,'CAS#check'!A$2:A$190,1,FALSE)","v":{"$error":"#N/A"}},1]
[null,null,{"$f":"VLOOKUP('1. Eff Raw Data'!S9944,'CAS#check'!A$2:A$190,1,FALSE)","v":{"$error":"#N/A"}},1]
[null,null,{"$f":"VLOOKUP('1. Eff Raw Data'!S9945,'CAS#check'!A$2:A$190,1,FALSE)","v":{"$error":"#N/A"}},1]
[null,null,{"$f":"VLOOKUP('1. Eff Raw Data'!S9946,'CAS#check'!A$2:A$190,1,FALSE)","v":{"$error":"#N/A"}},1]
[null,null,{"$f":"VLOOKUP('1. Eff Raw Data'!S9947,'CAS#check'!A$2:A$190,1,FALSE)","v":{"$error":"#N/A"}},1]
[null,null,{"$f":"VLOOKUP('1. Eff Raw Data'!S9948,'CAS#check'!A$2:A$190,1,FALSE)","v":{"$error":"#N/A"}},1]
[null,null,{"$f":"VLOOKUP('1. Eff Raw Data'!S9949,'CAS#check'!A$2:A$190,1,FALSE)","v":{"$error":"#N/A"}},1]
[null,null,{"$f":"VLOOKUP('1. Eff Raw Data'!S9950,'CAS#check'!A$2:A$190,1,FALSE)","v":{"$error":"#N/A"}},1]
[null,null,{"$f":"VLOOKUP('1. Eff Raw Data'!S9951,'CAS#check'!A$2:A$190,1,FALSE)","v":{"$error":"#N/A"}},1]
[null,null,{"$f":"VLOOKUP('1. Eff Raw Data'!S9952,'CAS#check'!A$2:A$190,1,FALSE)","v":{"$error":"#N/A"}},1]
[null,null,{"$f":"VLOOKUP('1. Eff Raw Data'!S9953,'CAS#check'!A$2:A$190,1,FALSE)","v":{"$error":"#N/A"}},1]
[null,null,{"$f":"VLOOKUP('1. Eff Raw Data'!S9954,'CAS#check'!A$2:A$190,1,FALSE)","v":{"$error":"#N/A"}},1]
[null,null,{"$f":"VLOOKUP('1. Eff Raw Data'!S9955,'CAS#check'!A$2:A$190,1,FALSE)","v":{"$error":"#N/A"}},1]
[null,null,{"$f":"VLOOKUP('1. Eff Raw Data'!S9956,'CAS#check'!A$2:A$190,1,FALSE)","v":{"$error":"#N/A"}},1]
[null,null,{"$f":"VLOOKUP('1. Eff Raw Data'!S9957,'CAS#check'!A$2:A$190,1,FALSE)","v":{"$error":"#N/A"}},1]
[null,null,{"$f":"VLOOKUP('1. Eff Raw Data'!S9958,'CAS#check'!A$2:A$190,1,FALSE)","v":{"$error":"#N/A"}},1]
[null,null,{"$f":"VLOOKUP('1. Eff Raw Data'!S9959,'CAS#check'!A$2:A$190,1,FALSE)","v":{"$error":"#N/A"}},1]
[null,null,{"$f":"VLOOKUP('1. Eff Raw Data'!S9960,'CAS#check'!A$2:A$190,1,FALSE)","v":{"$error":"#N/A"}},1]
[null,null,{"$f":"VLOOKUP('1. Eff Raw Data'!S9961,'CAS#check'!A$2:A$190,1,FALSE)","v":{"$error":"#N/A"}},1]
[null,null,{"$f":"VLOOKUP('1. Eff Raw Data'!S9962,'CAS#check'!A$2:A$190,1,FALSE)","v":{"$error":"#N/A"}},1]
[null,null,{"$f":"VLOOKUP('1. Eff Raw Data'!S9963,'CAS#check'!A$2:A$190,1,FALSE)","v":{"$error":"#N/A"}},1]
[null,null,{"$f":"VLOOKUP('1. Eff Raw Data'!S9964,'CAS#check'!A$2:A$190,1,FALSE)","v":{"$error":"#N/A"}},1]
[null,null,{"$f":"VLOOKUP('1. Eff Raw Data'!S9965,'CAS#check'!A$2:A$190,1,FALSE)","v":{"$error":"#N/A"}},1]
[null,null,{"$f":"VLOOKUP('1. Eff Raw Data'!S9966,'CAS#check'!A$2:A$190,1,FALSE)","v":{"$error":"#N/A"}},1]
[null,null,{"$f":"VLOOKUP('1. Eff Raw Data'!S9967,'CAS#check'!A$2:A$190,1,FALSE)","v":{"$error":"#N/A"}},1]
[null,null,{"$f":"VLOOKUP('1. Eff Raw Data'!S9968,'CAS#check'!A$2:A$190,1,FALSE)","v":{"$error":"#N/A"}},1]
[null,null,{"$f":"VLOOKUP('1. Eff Raw Data'!S9969,'CAS#check'!A$2:A$190,1,FALSE)","v":{"$error":"#N/A"}},1]
[null,null,{"$f":"VLOOKUP('1. Eff Raw Data'!S9970,'CAS#check'!A$2:A$190,1,FALSE)","v":{"$error":"#N/A"}},1]
[null,null,{"$f":"VLOOKUP('1. Eff Raw Data'!S9971,'CAS#check'!A$2:A$190,1,FALSE)","v":{"$error":"#N/A"}},1]
[null,null,{"$f":"VLOOKUP('1. Eff Raw Data'!S9972,'CAS#check'!A$2:A$190,1,FALSE)","v":{"$error":"#N/A"}},1]
[null,null,{"$f":"VLOOKUP('1. Eff Raw Data'!S9973,'CAS#check'!A$2:A$190,1,FALSE)","v":{"$error":"#N/A"}},1]
[null,null,{"$f":"VLOOKUP('1. Eff Raw Data'!S9974,'CAS#check'!A$2:A$190,1,FALSE)","v":{"$error":"#N/A"}},1]
[null,null,{"$f":"VLOOKUP('1. Eff Raw Data'!S9975,'CAS#check'!A$2:A$190,1,FALSE)","v":{"$error":"#N/A"}},1]
[null,null,{"$f":"VLOOKUP('1. Eff Raw Data'!S9976,'CAS#check'!A$2:A$190,1,FALSE)","v":{"$error":"#N/A"}},1]
[null,null,{"$f":"VLOOKUP('1. Eff Raw Data'!S9977,'CAS#check'!A$2:A$190,1,FALSE)","v":{"$error":"#N/A"}},1]
[null,null,{"$f":"VLOOKUP('1. Eff Raw Data'!S9978,'CAS#check'!A$2:A$190,1,FALSE)","v":{"$error":"#N/A"}},1]
[null,null,{"$f":"VLOOKUP('1. Eff Raw Data'!S9979,'CAS#check'!A$2:A$190,1,FALSE)","v":{"$error":"#N/A"}},1]
[null,null,{"$f":"VLOOKUP('1. Eff Raw Data'!S9980,'CAS#check'!A$2:A$190,1,FALSE)","v":{"$error":"#N/A"}},1]
[null,null,{"$f":"VLOOKUP('1. Eff Raw Data'!S9981,'CAS#check'!A$2:A$190,1,FALSE)","v":{"$error":"#N/A"}},{"$f":"IFERROR(_xlfn.IFNA(0*C9981,1),0)","v":1}]
[null,null,{"$f":"VLOOKUP('1. Eff Raw Data'!S9982,'CAS#check'!A$2:A$190,1,FALSE)","v":{"$error":"#N/A"}},1]
[null,null,{"$f":"VLOOKUP('1. Eff Raw Data'!S9983,'CAS#check'!A$2:A$190,1,FALSE)","v":{"$error":"#N/A"}},1]
[null,null,{"$f":"VLOOKUP('1. Eff Raw Data'!S9984,'CAS#check'!A$2:A$190,1,FALSE)","v":{"$error":"#N/A"}},1]
[null,null,{"$f":"VLOOKUP('1. Eff Raw Data'!S9985,'CAS#check'!A$2:A$190,1,FALSE)","v":{"$error":"#N/A"}},1]
[null,null,{"$f":"VLOOKUP('1. Eff Raw Data'!S9986,'CAS#check'!A$2:A$190,1,FALSE)","v":{"$error":"#N/A"}},1]
[null,null,{"$f":"VLOOKUP('1. Eff Raw Data'!S9987,'CAS#check'!A$2:A$190,1,FALSE)","v":{"$error":"#N/A"}},1]
[null,null,{"$f":"VLOOKUP('1. Eff Raw Data'!S9988,'CAS#check'!A$2:A$190,1,FALSE)","v":{"$error":"#N/A"}},1]
[null,null,{"$f":"VLOOKUP('1. Eff Raw Data'!S9989,'CAS#check'!A$2:A$190,1,FALSE)","v":{"$error":"#N/A"}},1]
[null,null,{"$f":"VLOOKUP('1. Eff Raw Data'!S9990,'CAS#check'!A$2:A$190,1,FALSE)","v":{"$error":"#N/A"}},1]
[null,null,{"$f":"VLOOKUP('1. Eff Raw Data'!S9991,'CAS#check'!A$2:A$190,1,FALSE)","v":{"$error":"#N/A"}},1]
[null,null,{"$f":"VLOOKUP('1. Eff Raw Data'!S9992,'CAS#check'!A$2:A$190,1,FALSE)","v":{"$error":"#N/A"}},1]
[null,null,{"$f":"VLOOKUP('1. Eff Raw Data'!S9993,'CAS#check'!A$2:A$190,1,FALSE)","v":{"$error":"#N/A"}},1]
[null,null,{"$f":"VLOOKUP('1. Eff Raw Data'!S9994,'CAS#check'!A$2:A$190,1,FALSE)","v":{"$error":"#N/A"}},1]
[null,null,{"$f":"VLOOKUP('1. Eff Raw Data'!S9995,'CAS#check'!A$2:A$190,1,FALSE)","v":{"$error":"#N/A"}},1]
[null,null,{"$f":"VLOOKUP('1. Eff Raw Data'!S9996,'CAS#check'!A$2:A$190,1,FALSE)","v":{"$error":"#N/A"}},1]
[null,null,{"$f":"VLOOKUP('1. Eff Raw Data'!S9997,'CAS#check'!A$2:A$190,1,FALSE)","v":{"$error":"#N/A"}},1]
[null,null,{"$f":"VLOOKUP('1. Eff Raw Data'!S9998,'CAS#check'!A$2:A$190,1,FALSE)","v":{"$error":"#N/A"}},1]
[null,null,{"$f":"VLOOKUP('1. Eff Raw Data'!S9999,'CAS#check'!A$2:A$190,1,FALSE)","v":{"$error":"#N/A"}},1]
[null,null,{"$f":"VLOOKUP('1. Eff Raw Data'!S10000,'CAS#check'!A$2:A$190,1,FALSE)","v":{"$error":"#N/A"}},1]
[null,null,{"$f":"VLOOKUP('1. Eff Raw Data'!S10001,'CAS#check'!A$2:A$190,1,FALSE)","v":{"$error":"#N/A"}},1]
[null,null,{"$f":"VLOOKUP('1. Eff Raw Data'!S10002,'CAS#check'!A$2:A$190,1,FALSE)","v":{"$error":"#N/A"}},1]
[null,null,{"$f":"VLOOKUP('1. Eff Raw Data'!S10003,'CAS#check'!A$2:A$190,1,FALSE)","v":{"$error":"#N/A"}},1]
[null,null,{"$f":"VLOOKUP('1. Eff Raw Data'!S10004,'CAS#check'!A$2:A$190,1,FALSE)","v":{"$error":"#N/A"}},1]

{"sheet":"QLMemo","index":11,"n_rows":191,"n_cols":7,"rows_kept":191,"cut":false,"hidden":true,"merged":[]}
["Pollutant Parameter","CAS Number - Memo","CAS Number - RPA style","Original QL (ug/L unless otherwise stated)","New proposed QL (ug/L unless otherwise stated)"]
["DDT 4,4'","50-29-3",50293,0.01,0.01,null,"To make the QLs access this table, copy"]
["Benzo(a)pyrene","50-32-8",50328,0.5,0.5,null,"and paste the line below into cell H24"]
["2,4-dinitrophenol","51-28-5",51285,5,31,null,"of the Parameter Information tab. Then"]
["Dibenzo(a,h)anthracene","53-70-3",53703,0.5,0.5,null,"add the =, then copy and paste to remaining"]
["N-Nitrosodiethylamine","55-18-5",55185,2,2,null,"QL cells"]
["Carbon Tetrachloride","56-23-5",56235,0.5,0.5,null,"VLOOKUP(G24,QLMemo!$C$2:$E$191,3,FALSE)"]
["Parathion","56-38-2",56382,10,0.95]
["Benzo(a)anthracene","56-55-3",56553,0.5,0.5]
["Chlordane","57-74-9",57749,0.1,0.1]
["BHC-gamma (Lindane)","58-89-9",58899,0.01,1.2E-2]
["p-chloro-m-cresol ","59-50-7",59507,1,9]
["Dieldrin","60-57-1",60571,0.01,0.01]
["N-nitrosodimethylamine","62-75-9",62759,2,1]
["Chloroform","67-66-3",67663,0.5,4.8]
["Hexachloroethane","67-72-1",67721,1,1]
["Benzene","71-43-2",71432,0.5,0.5]
["1,1,1-trichloroethane","71-55-6",71556,0.5,11.4]
["Endrin","72-20-8",72208,0.01,1.7999999999999999E-2]
["Methoxychlor","72-43-5",72435,0.01,0.01]
["DDD 4,4'","72-54-8",72548,0.01,0.01]
["DDE 4,4'","72-55-9",72559,0.01,0.01]
["Methyl Bromide (Bromomethane)","74-83-9",74839,1,1]
["Methyl chloride (Chloromethane)","74-87-3",74873,1,1]
["Chloroethane","75-00-3",75003,0.5,2]
["Vinyl Chloride","75-01-4",75014,0.5,0.5]
["Methylene Chloride","75-09-2",75092,2,8.4]
["Bromoform","75-25-2",75252,0.5,0.5]
["Dichlorobromomethane","75-27-4",75274,0.5,0.5]
["1,1-dichloroethane","75-34-3",75343,0.5,14.1]
["1,1-dichloroethylene","75-35-4",75354,0.5,8.4]
["trichlorofluoromethane","75-69-4",75694,0.5,0.5]
["dichlorodifluoromethane","75-71-8",75718,1,1]
["Heptachlor","76-44-8",76448,0.01,0.01]
["Hexachlorocyclopentadiene","77-47-4",77474,2,4]
["Isophorone","78-59-1",78591,5,6.6]
["1,2-dichloropropane","78-87-5",78875,0.5,0.5]
["1,1,2-trichloroethane","79-00-5",79005,0.5,0.5]
["Trichloroethylene","79-01-6",79016,0.5,0.5]
["1,1,2,2-tetrachloroethane","79-34-5",79345,0.5,0.5]
["Acenaphthene","83-32-9",83329,1,5.7]
["Diethyl phthalate","84-66-2",84662,1,5.7]
["Di-n-butyl phthalate","84-74-2",84742,1,7.5]
["Phenanthrene","85-01-8",85018,1,16.2]
["Butylbenzyl phthalate","85-68-7",85687,1,7.5]
["N-nitrosodiphenylamine","86-30-6",86306,1,1]
["Guthion","86-50-0",86500,1,1.75]
["Fluorene","86-73-7",86737,1,5.7]
["Hexachlorobutadiene","87-68-3",87683,2,2]
["Pentachlorophenol","87-86-5",87865,1,1]
["2,4,6-trichlorophenol","88-06-2",88062,1,1]
["2-nitrophenol","88-75-5",88755,2,10.8]
["Napthalene","91-20-3",91203,1,4.8]
["2-chloronaphthalene","91-58-7",91587,1,5.7]
["3,3-Dichlorobenzidine","91-94-1",91941,2,1]
["Benzidine","92-87-5",92875,50,10]
["2,4,5-TP [2-(2,4,5-Trichloro- phenoxy) propanoic acid]d","93-72-1",93721,1,1]
["2,4-D (2,4-Dichlorophenoxy) acetic acid)","94-75-7",94757,1,1]
["1,2-Dichlorobenzene (o)","95-50-1",95501,0.5,7.6]
["2-chlorophenol","95-57-8",95578,1,9.9]
["1,2,4,5-Tetrachlorobenzene","95-94-3",95943,1,1]
["2,4,5-trichlorophenol","95-95-4",95954,2,165]
["Nitrobenzene","98-95-3",98953,1,5.7]
["4-nitrophenol","100-02-7",100027,5,7.2]
["Ethylbenzene","100-41-4",100414,0.5,21.6]
["4-bromophenyl phenyl ether","101-55-3",101553,1,5.7]
["Azobenzene","103-33-3",103333,5,20]
["2,4-dimethylphenol","105-67-9",105679,5,8.1]
["1,4-Dichlorobenzene (p)","106-46-7",106467,0.5,8]
["Acrolein","107-02-8",107028,5,5]
["1,2-dichloroethane","107-06-2",107062,0.5,0.5]
["Acrylonitrile","107-13-1",107131,5,5]
["Bis(2-chloroisopropyl)ether","108-60-1",108601,2,17.100000000000001]
["Toluene","108-88-3",108883,0.5,18]
["Chlorobenzene","108-90-7",108907,0.5,18]
["Phenol","108-95-2",108952,1,4.5]
["2-chloroethylvinyl ether","110-75-8",110758,10,10]
["Bis(2-chloroethyl)ether","111-44-4",111444,1,1]
["Bis (2-chloroethoxy) methane","111-91-1",111911,2,15.9]
["Endosulfan","115-29-7",115297,0.01,0.01]
["Bis (2-ethylhexyl)phthalate","117-81-7",117817,1,7.25]
["Di-n-octyl phthalate","117-84-0",117840,1,7.5]
["Hexachlorobenzene","118-74-1",118741,1,1]
["Anthracene","120-12-7",120127,1,5.7]
["1,2,4-trichlorobenzene","120-82-1",120821,1,5.7]
["2,4-dichlorophenol","120-83-2",120832,1,8.1]
["2,4-dinitrotoluene","121-14-2",121142,1,1]
["Malathion","121-75-5",121755,0.2,1.9]
["1,2-diphenylhydrazine (as azobenzene)","122-66-7",122667,5,5]
["Chlorodibromomethane","124-48-1",124481,0.5,0.5]
["Tetrachloroethylene","127-18-4",127184,0.5,0.5]
["Pyrene","129-00-0",129000,1,5.7]
["Dimethyl phthalate","131-11-3",131113,1,4.8]
["1,2-trans-dichloroethylene","156-60-5",156605,0.5,4.8]
["Benzo(ghi)perylene","191-24-2",191242,1,12.3]
["Indeno(1,2,3-cd)pyrene","193-39-5",193395,0.5,0.5]
["Benzo(b)fluoranthene","205-99-2",205992,0.5,0.5]
["Fluoranthene","206-44-0",206440,2,6.6]
["Benzo(k)fluoranthene","207-08-9",207089,1,0.5]
["Acenaphthylene","208-96-8",208968,1,10.5]
["Chrysene","218-01-9",218019,0.5,0.5]
["Aldrin","309-00-2",309002,0.01,0.01]
["BHC-alpha","319-84-6",319846,0.01,0.01]
["BHC-beta","319-85-7",319857,0.01,0.01]
["BHC-delta","319-86-8",319868,0.01,0.01]
["4,6-dinitro-o-cresol","534-52-1",534521,2,4.5999999999999996]
["1,3-Dichlorobenzene (m)","541-73-1",541731,0.5,7.6]
["1,3-dichloropropene","542-75-6",542756,0.5,0.5]
["bis(chloromethyl) ether","542-88-1",542881,0.5,0.5]
["2,6-dinitrotoluene","606-20-2",606202,1,5.7]
["BHC-Technical","608-73-1",608731,0.01,0.01]
["Pentachlorobenzene","608-93-5",608935,1,1]
["N-nitrosodi-n-propylamine","621-64-7",621647,2,2]
["tributyltin (TBT)","688-73-3",688733,2,2]
["N-Nitrosodibutylamine","924-16-3",924163,2,2]
["N-Nitrosopyrrolidine","930-55-2",930552,2,2]
["Endosulfan alpha (Endo I)","959-98-8",959988,0.01,4.2000000000000003E-2]
["Heptachlor Epoxide","1024-57-3",1024573,0.01,0.01]
["Endosulfan Sulfate","1031-07-8",1031078,0.01,0.19800000000000001]
["Total PCBs","1336-36-3",1336363,0.5,0.5]
["Dioxin 2,3,7,8-TCDD","1746-01-6",1746016,1.0000000000000001E-5,5.0000000000000001E-3]
["Mirex","2385-85-5",2385855,0.01,0.96]
["Chlorpyrifos","2921-88-2",2921882,0.01,0.05]
["4-chlorophenyl phenyl ether","7005-72-3",7005723,1,12.6]
["Endrin Aldehyde","7421-93-4",7421934,0.01,1.4999999999999999E-2]
["Aluminum, (total recoverable)","7429-90-5",7429905,50,50]
["Magnesium, (total recoverable)","7439-95-4",7439954,250,250]
["Manganese, (total recoverable)","7439-96-5",7439965,10,10]
["Molybdenum, (total recoverable)","7439-98-7",7439987,10,10]
["Tin, (total recoverable)","7440-31-5",7440315,10,10]
["Titanium, (total recoverable)","7440-32-6",7440326,10,10]
["Barium (total recoverable)","7440-39-3",7440393,0.1,0.1]
["Barium (total recoverable)","7440-39-3",7440393,0.1,0.1]
["Boron, (total recoverable)","7440-42-8",7440428,50,50]
["Cobalt, (total recoverable)","7440-48-4",7440484,5,5]
["Phosphorus, Elemental","7723-14-0",7723140,10,10]
["Hydrogen Sulfide (dissolved as S)","7783-06-04",7783064,100,100]
["Toxaphene","8001-35-2",8001352,0.5,0.5]
["Demeton","8065-48-3",8065483,2,2.4500000000000002]
["PCB- Aroclor 1260","11096-82-5",11096825,0.5,0.5]
["PCB- Aroclor 1254","11097-69-1",11097691,0.5,0.5]
["PCB- Aroclor 1221","11104-28-2",11104282,0.5,0.5]
["PCB- Aroclor 1232","11141-16-5",11141165,0.5,0.5]
["PCB- Aroclor 1248","12672-29-6",12672296,0.5,0.5]
["PCB- Aroclor 1016","12674-11-2",12674112,0.5,0.5]
["Nitrate-Nitrite (as N)","14797-55-8",14797558,100,100]
["Sulfate","14808-79-8",14808798,500,500]
["Chloride","16887-00-6",16887006,100,100]
["Fluoride","16984-48-8",16984488,200,200]
["Bromide","24959-67-9",24959679,100,100]
["Endosulfan beta (Endo II)","33213-65-9",33213659,0.01,1.2E-2]
["PCB- Aroclor 1242","53469-21-9",53469219,0.5,0.5]
["Hardness (Total as CaCO3)","*","*","*","*"]
["Chromium III (dissolved)","16065-83-D","1606583D","Calc","Calc"]
["Sulfide (Total)","18496-25-8 ","18496258 ",100,100]
["Chromium VI (dissolved)","18540-29-9 (D)","18540299D",2,2]
["Methyl Mercury","22967-92-6T","22967926T",2.0000000000000002E-5,2.0000000000000002E-5]
["Cyanide (free)","57-12-5 (F)","57125F",5,7.2]
["Cyanide (total)","57-12-5T","57125T",5,5]
["Iron (total recoverable)","7439-89-6T","7439896T",100,100]
["Lead (dissolved)","7439-92-1 (D)","7439921D",1,1]
["Lead (total recoverable)","7439-92-1T","7439921T",1,1]
["Mercury (total)","7439-97-6T","7439976T",1E-3,1E-3]
["Nickel (dissolved)","7440-02-0 (D)","7440020D",10,10]
["Nickel (total recoverable)","7440-02-0T","7440020T",10,10]
["Silver (dissolved)","7440-22-4 (D)","7440224D",0.1,0.1]
["Silver (total recoverable)","7440-22-4T","7440224T",0.1,0.1]
["Thallium (total recoverable)","7440-28-0T","7440280T",0.1,0.1]
["Antimony (total recoverable)","7440-36-0T","7440360T",0.5,0.5]
["Arsenic (Inorganic)","7440-38-2 (I)","7440382I",1,1]
["Arsenic (total inorganic + dissolved)","74403-82-ID)","7440382ID",1,1]
["Arsenic (total recoverable)","7440-38-2T","7440382T",0.5,0.5]
["Beryllium (total recoverable)","7440-41-7T","7440417T",0.1,0.5]
["Cadmium (dissolved)","7440-43-9D","7440439D",0.1,0.25]
["Cadmium (total recoverable)","7440-43-9T","7440439T",0.1,0.25]
["Chromium (dissolved)","7440-47-3 (D)","7440473D",2,2]
["Chromium (total recoverable)","7440-47-3T","7440473T",0.4,2]
["Copper (dissolved)","7440-50-8 (D)","7440508D",2,2]
["Copper (total recoverable)","7440-50-8T ","7440508T",2,2]
["Zinc (dissolved)","7440-66-6 (D)","7440666D",5,5]
["Zinc (total recoverable)","7440-66-6T","7440666T",5,5]
["Selenium (dissolved)","7782-49-2 (D)","7782492D",1,1]
["Selenium (total recoverable)","7782-49-2T","7782492T",1,1]
["Total phenolic compounds","NA","NA",10,50]
["Surfactants (MBAS)","NA","NA",50,50]
["Alkalinity, Total","NA","NA","5 mg/L","5 mg/L"]
["Total Suspended Solids",null,null,null,"5 mg/L"]
["Total Residual Chlorine",null,null,null,50]
["Oil and Grease",null,null,null,5000]
["Total BTEX",null,null,null,2]
["Ammonia, Total (as N)",null,null,null,20]

{"sheet":"Version Notes","index":12,"n_rows":75,"n_cols":6,"rows_kept":75,"cut":false,"hidden":false,"merged":[]}
["Revision #","Date","Editor","Comments","Tab"]
[1,null,null,"Prior revisions of the RPA Spreadsheet"]
[2,"2011-08-01","Spencer Bohaboy","Major revision of Spreadshet to correspond with Revision 3.0 of the RPA IMD"]
[3,"2011-10-28","Spencer Bohaboy","Incorporation of new water quality criteria and Intake Credit analysis tool, Correction of hardness dependant metals calculation coefficients, Removal of withdrawn criteria, Correction of dilution calculation for HH limits, Error in calculation of Max. Conc. At ZID and RMZ (remove 0.01) on Aqua. RPA Sheet  misc. calculation corrections."]
[3.1,"2012-03-09","Spencer Bohaboy","Minor changes to reflect Schedule B permit template language, added calculations to reflect the use of surrogates in determinine RP for Nitrosomines and dinitrophenols and repair errors in water quality criteria using hardness."]
[3.2,"2013-06-13","Spencer Bohaboy","Added dissolved metals criteria.  Made correction to RP calculation formula"]
[3.3,"2013-06-14","Spencer Bohaboy","Addition of a pH based calculation feature for Pentachlorophenol, repair of dissolved metals criteria"]
[3.4,"2013-10-11","Spencer Bohaboy","Address dissolved metals criteria, implementation memos and other miscellaneous issues"]
[3.5,"2014-02-05","Spencer Bohaboy","Add summary statistics section and linked RPA spreadsheets to monitoring data sheet.  Misc. repairs and updates"]
[3.6,"2014-09-05","Spencer Bohaboy","Reconfigured to adopt electronic delivery, changed criteria to reflect Feb. 2014 criteria update, multiple productivity improvements, updates, corrections, etc."]
[3.7,"2016-03-29","Spencer Bohaboy","Changes with the metals criteria calculation for aquatic toxicity.  Added a toggle that allows the user to select between total data and dissolved when running the RPA. Miscellaneous corrections.  Added some language to help the user convert data in text format to numeric formats.  Reflection of sufficently sensitive analytical limits.  Remove Ammonia Calculations sheets."]
[3.8,"2016-06-01","Spencer Bohaboy","Additional of updates to the pH calcualtion spreadsheets.  Version 2. 0 of the pH page"]
[3.9,"2017-01-10","Spencer Bohaboy","Correct errors on Aquatic Tox WQBEL calc page for LTA"]
["3.10","2017-02-21","Spencer Bohaboy","Update spreadsheet to address cadmium crit."]
[3.11,"2017-07-25","Spencer Bohaboy","Update chlorine calculations, misc. updates"]
[3.12,"2017-09-27","Spencer Bohaboy","Addition of performance based effluent limit calculations"]
[3.13,"2017-11-03","Spencer Bohaboy","Monitoring Required Sheet is now capable of processing upto 12 sampling events"]
["4.0 Beta","2018-10-12","Spencer Bohaboy","Major revision of spreadsheet"]
[4,"2018-12-28","Spencer Bohaboy","Finalization of 4.0.  Addition of Chloirne and new pH analysis.  Addition of a basic marine pH analysis."]
[5,null,"Spencer Bohaboy Rob Burkhart","Add additional effluent data fields, add field to ambient data to recognize \"<\", added marine pH Sheet, fixed links between sheets, minor updates to chlorine and freshwater pH"]
[5.0999999999999996,null,"Spencer bohaboy","Updates to pH pages, formatting of CAS#s."]
[5.2,"2019-11-04","Erich Brandstetter","Recalculation of summary statistics. Fix spelling errors. Fix propogation of header information. Fix CV reference for total metals in aquatic RPA."]
["h",null,"Erich Brandstetter","Fixed nitrate CAS# formatted as text in Parameter tab"]
["i","2020-01-02","Erich Brandstetter","Aquatics Toxicity Limits tab: If (calculated effluent limit)<(QL), then compliance limit is QL. Columns K & L were pointing to the wrong column. Corrected this by pointing to Monitoring Required tab, column E."]
["j","2020-01-07","Erich Brandstetter","o   Changed flow dropdown in Monitoring Req'd tab to:"]
[null,null,null,"§  <=0.1 MGD "]
[null,null,null,"§  <0.1 MGD to <= 1 MGD"]
[null,null,null,"§  >1 MGD (no change)"]
[5.3,"2020-01-22","Erich Brandstetter","Released"]
["5.4a","2020-01-22","Erich Brandstetter","Text edits"]
["5.4b",null,null,"<# for value uncertain changed to e#"]
[null,null,null,"ND for nondetects changed to <#"]
["5.4c",null,null,"Fixed methyl mercury in human health RP so it responds to yes/no instead of always being equal to the cell above"]
[null,null,null,"Added \"fake CAS#\" of HARDNESS for hardness so stats would be calculated"]
["5.4d","2020-02-26","Erich Brandstetter","Added CAS# checking"]
["5.4e","2020-03-02","Erich Brandstetter","Added hardness calculations based on default critical period of July1 - September 30."]
[null,null,null,"How I did it:","Tab:","Cells"]
[null,null,null,"Converted critical period dates to numbers by month*100+day","Summary Eff Data","DR4, DS4"]
[null,null,null,"Copied those numbers into Eff Raw Data","Eff Raw Data","Z2,AA2"]
[null,null,null,"Made columns for CAS#, is<?, and result, in which data only appear if sample was collected during critical period. I did this for all data, not just hardness, because there was no reason to select just hardness","Summary Eff Data","Columns AB, AC, AD"]
[null,null,null,"Changed cell references for hardness calculations to access the new columns described in the previous line","Summary Eff Data","DX26-EE26"]
["5.4f","2020-03-02","Erich Brandstetter","Linked hardness in other tabs to hardness calculations; changed instructions and notes to correspond to policy."]
[null,null,null,"Linked to average. Default of 25 if no data, based on previous notes","Aquatic toxicity RP","K12"]
[6,"2020-11-03","Erich Brandstetter","Updated DLs and QLs, document MEMO-RevisedQLList-FINAL-20201102.docx"]
[null,null,null,"Chromium III is calculated from Chromium VI and Chromium-dissolved. The RPA workbook had a QL of 10. I kept the QL of 10, because the QLs for Chromium VI and Chromium-dissolved did not change"]
[null,null,null,"Deleted CONTENT from columns H-DW (Spencer's data summary). Did not delete columns out of concern that doing so would mess things up."]
[6.1,"2020-11-04","Erich Brandstetter","Copied and pasted as values the QLs in the Parameter Information tab. Put instructions into the QL memo tab on how to put the vlookup back in."]
[6.2,"2020-11-10","Erich Brandstetter","Deleted pH tabs because we now have pH in a separate workbook"]
[6.3,"2021-01-19","Erich Brandstetter","Changed \"Permit writer\" to \"Prepared by\" in the Monitoring Req'd tab, since most RPAs will now be done by HQ, not by permit writer. Other minor changes"]
[null,"2021-01-26","Erich Brandstetter","Adjusted protections in data tab so that user can format cells"]
[null,null,null,"Increased processing of data in Eff Raw Data tab so that 9,997 rows can be handled. I didn't go beyond that, because the Summary Eff Tab is designed to access rows 4 through 10,000. It didn't seem worth the risk of introducing errors to just add a few more rows for an even 10,000."]
[6.4,"2021-04-21","Erich Brandstetter","Minor editorial changes"]
[7,"2021-05-11","Erich Brandstetter","In the Eff. Data tab, made date accept dates formatted as text using the +0 trick in column V and then making column Z refer to column V"]
[8,"2022-05-06","Erich Brandstetter and Aliana Britson","Removed multiplier capped low at 1 and multiplier rounded in aquatic toxicity RP tab"]
[null,null,null,"Took out linkage for N-Nitrosodiethylamine (see nitros tab)"]
[null,null,null,"made all the “data notes” boxes (esp on 2. Eff raw data and 3. Summary eff data), that the cells within the data box are merged. Added a notes box to all tabs that didn’t already have one"]
[null,null,null,"Replaced aquatic RP for Copper with \"see Copper BLM\" for freshwater criteria only"]
[null,null,null,"Fixed excel function so that dates were recognized to calculate hardness during the critical period"]
[null,null,null,"Changed name for CAS 108-60-1 to correct name of Bis (2-chloro-1-methylethyl) ether "]
[null,null,null,"Changed Human Health RP tab so that for saltwater permittees, only the \"Organism Only\" criteria apply (see documentation sheet)"]
[null,null,null,"Fixed Arsenic(inorganic) Organism Only criteria (cell Y31) so that the correct criteria would show up depending on whether the permittee was in freshwater or saltwater"]
[null,null,null,"Changed Mercury RP cell (H44) to be \"Yes\" if >25% of samples were detected. (See Mercury IMD)"]
[null,null,null,"In 7. Human Health RP tab column J, made sure that if the pollutant was a carcinogen that the harmonic mean dilution was referenced in the equation and not the 30Q5 dilution (note that harmonic mean was already being used in tab 8. Human Health Limits)"]
[null,null,null,"Added Freshwater Acute Aquatic Life Dissolved Cadmium Criterion (5. Aquatic Toxicity RP row 34) as there is a federally promulgated criteria that is not in Table 30 (see Documentation)"]
[null,null,null,"Changed Cas # for \"nitrate+ nitrite\" to \"NITR\" - the CAS# that was originally referenced is actually only for nitrate, not nitrate+nitrite. NITR as CAS conforms with how AWQMS data pull is done"]
[null,null,null,"Changed 4. Amb. Data tab into 4. Amb. Raw Data tab to accommodate RPA data pull format. Added 4A. Summary Amb. Data tab so that summary stats for all data could be calculated at once instead of having to cut and paste ambient data for select parameters only. "]
[null,null,null,"Tidied up instructions to account for current process"]
[null,null,null,"Changed cell references for upstream hardness (cell K14) to reference hardness summary stats from tab 4A"]
[null,null,null,"Arsenic rows fixed so that names are clearer and Aquatic Life criteria are specified for dissolved inorganic arsenic (not total inorganic arsenic)"]
[null,"2022-07-06","Aliana Britson","Fixed a few cells in Aquatic Toxicity RP - dissolved Lead and Nickel were referring to incorrect cells when using total recoverable as a surrogate"]
[8.1,"2023-03-21","Aliana Britson","Fixed Human Health RP tab so Total Inorganic Arsenic referenced the correct cells (was referencing dissolved inorganic arsenic in Summary Effluent Tab)"]
[8.1999999999999993,"2023-04-27","Erich Brandstetter","Fixed Aquatic Toxicity RP tab so that copper and nickel, when using total as a surrogate, refer to correct cells (were referencing lead)"]
["9.0","2023-11-28","Aliana Britson","Aligned Workbook with updated RPA IMD. Ambient data cells now automatically fill in on RP and Limits sheets. Removed mix calculations (no longer used). Fixed dilution nomenclature. Removed Intake Credit Analysis. Added total recoverable metals limit translators. Added \"RPA SME\" as a RP result at ZID and RMZ to indicate when the RPA SME needs to be consulted. Assumed pH of 6.0 for pentachlorophenol WQ freshwater aquatic life criteria (see Documentation for rationale). Removed 1. Monitoring Required sheet."]
[9.1,"2024-02-02","Aliana Britson","Changed effluent concentration used for human health carcinogens from geometric mean to arithmetic average to align with RPA IMD"]
[9.1999999999999993,"2024-05-06","Aliana Britson","Fixed Cell D23 and D37 on Human Health RP tab to include reference to \"total recoverable surrogate cell L19. Fixed Arsenic (total Inorganic) cell references so that they referenced total inorganic arsenic instead of dissolved inorganic arsenic. "]

{"sheet":"nitros","index":13,"n_rows":195,"n_cols":1,"rows_kept":195,"cut":false,"hidden":false,"merged":[]}
["“It was determined that the RPA spreadsheet was in error and that N-nitrosodiethylamine did not need to be monitored for unless there was a specific reason (see email chain).” Aliana Email, 10/12/2021"]
[]
["-----------------============================-----------------------------------------"]
["-----------------============================-----------------------------------------"]
["RE: Nitrosamines question"]
[]
["NAVARRO Jeffrey * DEQ"]
["Thu 10/15/2020 10:26 AM"]
[""]
["More actions"]
["To:"]
[]
["·         SCHNURBUSCH Stephen * DEQ;"]
[]
["·         BRITSON Aliana * DEQ;"]
[]
["·         BURKHART Robert * DEQ;"]
[]
["·         BRANDSTETTER Erich * DEQ"]
[]
["Good work team!"]
["Is someone fixing the RPA spreadsheet?"]
[]
["Jeff"]
["503-314-0898"]
[]
["From: SCHNURBUSCH Steve <Stephen.SCHNURBUSCH@deq.state.or.us>"]
["Sent: Thursday, October 15, 2020 9:28 AM"]
["To: BRITSON Aliana <Aliana.BRITSON@deq.state.or.us>; BURKHART Robert <Robert.BURKHART@deq.state.or.us>; NAVARRO Jeffrey <Jeffrey.NAVARRO@deq.state.or.us>; BRANDSTETTER Erich <Erich.Brandstetter@deq.state.or.us>"]
["Subject: RE: Nitrosamines question"]
[]
["If there’s no RP at EOP, then I say no more monitoring just so we’re consistent with the others."]
[]
["From: BRITSON Aliana <Aliana.BRITSON@deq.state.or.us>"]
["Sent: Thursday, October 15, 2020 8:54 AM"]
["To: SCHNURBUSCH Steve <Stephen.SCHNURBUSCH@deq.state.or.us>; BURKHART Robert <Robert.BURKHART@deq.state.or.us>; NAVARRO Jeffrey <Jeffrey.NAVARRO@deq.state.or.us>; BRANDSTETTER Erich <Erich.Brandstetter@deq.state.or.us>"]
["Subject: RE: Nitrosamines question"]
[]
["Ok. I looked back through all the monitoring letters sent, and then looked through my draft Toxics RPAs for each of those permittees. The following asked for N-nitrosodiethylamine:"]
[]
["·         St. Helens – no other nitrosamine hits in RPA"]
["·         Cottage Grove – no other nitrosamine hits in RPA"]
["·         Evraz- had a hit for N-nitrosodiphenylamine (but no RP at end of pipe)"]
[]
["They all will start sampling in November, so we caught them in time. I can definitely reissue the letters for St. Helens and Cottage Grove, but I wanted to double check on Evraz. Since they had a hit for a nitrosamine, should we still ask for N-nitrosodiethylamine from them?"]
[]
["Aliana Britson, Ph.D."]
["Permit Developer"]
["Oregon Department of Environmental Quality"]
["Water Quality Permitting and Program Development"]
["700 NE Multnomah St., Suite #600 Portland, OR 97232"]
["Phone: (503) 229-6044"]
["Email: Britson.Aliana@deq.state.or.us"]
[]
["PUBLIC RECORDS LAW DISCLOSURE: This is a public document. This email may be subject to the state retention schedule and made available to the public."]
[]
["From: SCHNURBUSCH Steve <Stephen.SCHNURBUSCH@deq.state.or.us>"]
["Sent: Thursday, October 15, 2020 6:34 AM"]
["To: BURKHART Robert <Robert.BURKHART@deq.state.or.us>; BRITSON Aliana <Aliana.BRITSON@deq.state.or.us>; NAVARRO Jeffrey <Jeffrey.NAVARRO@deq.state.or.us>; BRANDSTETTER Erich <Erich.Brandstetter@deq.state.or.us>"]
["Subject: RE: Nitrosamines question"]
[]
["I agree – we would probably need to send another letter to make it official."]
[]
["From: BURKHART Robert <Robert.BURKHART@deq.state.or.us>"]
["Sent: Wednesday, October 14, 2020 6:28 PM"]
["To: BRITSON Aliana <Aliana.BRITSON@deq.state.or.us>; SCHNURBUSCH Steve <Stephen.SCHNURBUSCH@deq.state.or.us>; NAVARRO Jeffrey <Jeffrey.NAVARRO@deq.state.or.us>; BRANDSTETTER Erich <Erich.Brandstetter@deq.state.or.us>"]
["Subject: RE: Nitrosamines question"]
[]
["My vote would be to tell them nevermind…"]
[]
["Rob Burkhart | Water Quality Specialist"]
["Oregon DEQ | Headquarters | 503.229.5566"]
["700 NE Multnomah St., Suite 600"]
["Portland, OR 97232"]
["http://www.oregon.gov/DEQ/"]
[]
["From: BRITSON Aliana <Aliana.BRITSON@deq.state.or.us>"]
["Sent: Wednesday, October 14, 2020 4:07 PM"]
["To: BURKHART Robert <Robert.BURKHART@deq.state.or.us>; SCHNURBUSCH Steve <Stephen.SCHNURBUSCH@deq.state.or.us>; NAVARRO Jeffrey <Jeffrey.NAVARRO@deq.state.or.us>; BRANDSTETTER Erich <Erich.Brandstetter@deq.state.or.us>"]
["Subject: RE: Nitrosamines question"]
[]
["Alright….so I believe I’ve got a couple monitoring letters out there (and I think one permittee that has already started monitoring) that include this analyte. So how do we want to handle this?"]
[]
["Aliana Britson, Ph.D."]
["Permit Developer"]
["Oregon Department of Environmental Quality"]
["Water Quality Permitting and Program Development"]
["700 NE Multnomah St., Suite #600 Portland, OR 97232"]
["Phone: (503) 229-6044"]
["Email: Britson.Aliana@deq.state.or.us"]
[]
["PUBLIC RECORDS LAW DISCLOSURE: This is a public document. This email may be subject to the state retention schedule and made available to the public."]
[]
["From: BURKHART Robert <Robert.BURKHART@deq.state.or.us>"]
["Sent: Wednesday, October 14, 2020 4:02 PM"]
["To: SCHNURBUSCH Steve <Stephen.SCHNURBUSCH@deq.state.or.us>; BRITSON Aliana <Aliana.BRITSON@deq.state.or.us>; NAVARRO Jeffrey <Jeffrey.NAVARRO@deq.state.or.us>; BRANDSTETTER Erich <Erich.Brandstetter@deq.state.or.us>"]
["Subject: RE: Nitrosamines question"]
[]
["Maybe the intent was to have the monitoring required if there was a detect for N-nitrosodimethylamine?  Who knows."]
[]
["Rob Burkhart | Water Quality Specialist"]
["Oregon DEQ | Headquarters | 503.229.5566"]
["700 NE Multnomah St., Suite 600"]
["Portland, OR 97232"]
["http://www.oregon.gov/DEQ/"]
[]
["From: SCHNURBUSCH Steve <Stephen.SCHNURBUSCH@deq.state.or.us>"]
["Sent: Wednesday, October 14, 2020 3:55 PM"]
["To: BURKHART Robert <Robert.BURKHART@deq.state.or.us>; BRITSON Aliana <Aliana.BRITSON@deq.state.or.us>; NAVARRO Jeffrey <Jeffrey.NAVARRO@deq.state.or.us>; BRANDSTETTER Erich <Erich.Brandstetter@deq.state.or.us>"]
["Subject: RE: Nitrosamines question"]
[]
["I’m guessing it’s something that was put in there without any discussion amongst the group.  It certainly appears to be intentional and not an accident."]
[]
["From: BURKHART Robert <Robert.BURKHART@deq.state.or.us>"]
["Sent: Wednesday, October 14, 2020 3:48 PM"]
["To: BRITSON Aliana <Aliana.BRITSON@deq.state.or.us>; SCHNURBUSCH Steve <Stephen.SCHNURBUSCH@deq.state.or.us>; NAVARRO Jeffrey <Jeffrey.NAVARRO@deq.state.or.us>; BRANDSTETTER Erich <Erich.Brandstetter@deq.state.or.us>"]
["Subject: RE: Nitrosamines question"]
[]
["That’s interesting: Somehow in the spreadsheet a conditional function was included so that if N-nitrosodimethylamine monitoring is required (which it is for all domestic majors), then nitrosomines monitoring is also required.   This doesn’t appear to be what the IMD and our permit template require.  In the permit template, nitrosomines monitoring is only required if it is known to be present in the effluent (this is the same for all state-only toxics criteria)."]
[]
[]
[]
["Rob Burkhart | Water Quality Specialist"]
["Oregon DEQ | Headquarters | 503.229.5566"]
["700 NE Multnomah St., Suite 600"]
["Portland, OR 97232"]
["http://www.oregon.gov/DEQ/"]
[]
["From: BRITSON Aliana <Aliana.BRITSON@deq.state.or.us>"]
["Sent: Wednesday, October 14, 2020 2:39 PM"]
["To: SCHNURBUSCH Steve <Stephen.SCHNURBUSCH@deq.state.or.us>; NAVARRO Jeffrey <Jeffrey.NAVARRO@deq.state.or.us>; BURKHART Robert <Robert.BURKHART@deq.state.or.us>; BRANDSTETTER Erich <Erich.Brandstetter@deq.state.or.us>"]
["Subject: RE: Nitrosamines question"]
[]
["If I open up the Toxics RPA from the sharepoint tools page and I put in “>1 MGD” under facility size I get this on the “Monitoring Req’d” tab…."]
[]
[]
[]
["Also, from the quick research I’ve done, apparently we would expect Nitrosamines in wastewater, especially where chlorination is involved."]
["     Regards,"]
["Aliana"]
[]
["Aliana Britson, Ph.D."]
["Permit Developer"]
["Oregon Department of Environmental Quality"]
["Water Quality Permitting and Program Development"]
["700 NE Multnomah St., Suite #600 Portland, OR 97232"]
["Phone: (503) 229-6044"]
["Email: Britson.Aliana@deq.state.or.us"]
[]
["PUBLIC RECORDS LAW DISCLOSURE: This is a public document. This email may be subject to the state retention schedule and made available to the public."]
[]
["From: SCHNURBUSCH Steve <Stephen.SCHNURBUSCH@deq.state.or.us>"]
["Sent: Wednesday, October 14, 2020 2:31 PM"]
["To: BRITSON Aliana <Aliana.BRITSON@deq.state.or.us>; NAVARRO Jeffrey <Jeffrey.NAVARRO@deq.state.or.us>; BURKHART Robert <Robert.BURKHART@deq.state.or.us>; BRANDSTETTER Erich <Erich.Brandstetter@deq.state.or.us>"]
["Subject: RE: Nitrosamines question"]
[]
["Where in the spreadsheet or the IMD does it say that it’s required? The IMD states monitoring is require if we expect it to be present.  The RPA sheet I’m looking at says TBD."]
[]
["From: BRITSON Aliana <Aliana.BRITSON@deq.state.or.us>"]
["Sent: Wednesday, October 14, 2020 2:08 PM"]
["To: NAVARRO Jeffrey <Jeffrey.NAVARRO@deq.state.or.us>; BURKHART Robert <Robert.BURKHART@deq.state.or.us>; BRANDSTETTER Erich <Erich.Brandstetter@deq.state.or.us>; SCHNURBUSCH Steve <Stephen.SCHNURBUSCH@deq.state.or.us>"]
["Subject: Nitrosamines question"]
[]
["Hi Gentlemen,"]
["   I’ve got a permittee (St. Helens) asking about N-nitrosodiethylamine monitoring (see below). I included it in their monitoring letter since nitrosamines are part of the toxics RPA (under “other parameters with state water criteria”) and the Toxics RPA indicates that monitoring for them is required (instead of TBD like all the other “other parameters”). It also says to use “N-nitrosodiethylamine as a surrogate”. Hence why I included it in the monitoring letter to St. Helens. Since I am starting to get questions, I would like to more about the history of why nitrosamines are required when the other “other parameters” are TBD, and we came to pick N-nitrosodiethylamine for a surrogate."]
[]
["The main question St. Helens has is whether they can use a different nitrosamine instead of N-nitrosodiethylamine, and I honestly don’t have a good answer for them."]
[]
["Anybody familiar with this issue? Any help is appreciated!"]
["    Regards,"]
["Aliana"]
[]
[]
["Aliana Britson, Ph.D."]
["Permit Developer"]
["Oregon Department of Environmental Quality"]
["Water Quality Permitting and Program Development"]
["700 NE Multnomah St., Suite #600 Portland, OR 97232"]
["Phone: (503) 229-6044"]
["Email: Britson.Aliana@deq.state.or.us"]
[]
["PUBLIC RECORDS LAW DISCLOSURE: This is a public document. This email may be subject to the state retention schedule and made available to the public."]
[]
["From: Aaron Kunders <Aaronk@ci.st-helens.or.us>"]
["Sent: Wednesday, October 14, 2020 1:25 PM"]
["To: BRITSON Aliana <Aliana.BRITSON@state.or.us>"]
["Subject: Letter"]
[]
["Hi Aliana,"]
["We got your letter regarding the additional testing and it has lead to a few questions.  The biggest is that neither PDX-BES nor ALS in Kelso run the N-nitrosodiethylamine test.  I was told that other nitrosamine tests are readily available so they asked me to make sure that is the compound you intended.  This may also affect the hold time.  If we have to ship the sample, we may have an issue during the week of Thanksgiving.  You asked that we start in November and sample in four consecutive weeks.  Could we either skip the week of Thanksgiving and run two weeks before and two weeks after?  If we were to start later in December, we run into the same hold time issue with Christmas.  Please let me know your thoughts.  Thank you"]
[]
["Aaron Kunders"]
["City of St. Helens"]
["Superintendent WWTP"]
["503 397-2344"]

{"sheet":"Documentation","index":14,"n_rows":155,"n_cols":5,"rows_kept":155,"cut":false,"hidden":false,"merged":[]}
["Calculation of the multiplier",null,null,"Documentation Table of Contents"]
["TSD pages 52-54",null,null,"Row","Contents"]
["Aquatic Toxicity RP columns AC-AE",null,null,1,"Calculation of the multiplier"]
[null,null,null,20,"Reporting Limits and Quantitation Limits"]
["Based on input from Steve Schnurbusch. Verified and added to workbook 12/5/2019 by Erich Brandstetter",null,null,33,"Calculations with Analytic Limits"]
[null,null,null,60,"Hardness statistics"]
["We use the 99% confidence level and the 95% percentile of the distribution. In other words, we estimate the 95th percentile of the distribution, and we do it with a 99% confidence level. Therefore, the tables on page 54 (which are for 95/95 and 99/99) can’t be used. Instead of referencing the tables, we have to use the equations on page 52 of the TSD.  The first equation estimates the percentile of the highest measured concentration based on the number of samples and the desired confidence level.  In our case we use the 99% confidence level.  (unfortunately the word “percentile” gets used interchangeably here and it can be a little confusing so I bolded the confidence level terms and underlined the percentile terms/values).",null,null,75,"When to do DO analysis"]
[null,null,null,77,"Emails with MS4 regarding QLs and methods"]
["Pn = (1-conf level)^(1/n)",null,null,88,"Lab memos on QLs"]
[null,null,null,92,"Emails re: using geometric mean effluent concentration instead of maximum"]
["Pn = the percentile represented by the maximum concentration in the data.",null,null,94,"Hardness: seasonality; calculation from Mg and Ca"]
["conf level = the desiried confidence level",null,null,100,"Saltwater: Only \"Organism Only\" criteria apply for HH"]
[null,null,null,104,"Mercury (Total) RP for HH Criteria"]
["If you play with the equation, you’ll see that the greater number of samples you have (n), the higher the percentile estimated for the maximum sample concentration. In English: you are more likely to get a high value if you collect more data. So the more data you collect, the higher the percentile of the maximum data point will be.  So if you have 100 samples, and you’re using the 99% CL, the largest value of those 100 samples is greater than the 96th percentile.  In their example, they only had 5 samples so the largest value is only greater than 40% of the samples.",null,null,108,"Federal Dissolved Acute Cadmium Criterion for Aquatic Life"]
[]
["The second equation of the TSD is used to calculate the multiplier based on desired upper bound of the effluent distribution (probability basis) – in our case we use the 95th% (some policy decision from way back when).  Don’t ask me to explain how the equation was derived (Erich probably understands it), but it’s the one with the example of C99/C40.  It’s basically the ratio of the 99th percentile (in our case the 95th) to the percentile represented by the number of data points.  "]
[]
["To perform the calculations you need to know the normal distribution values for the 95th percentile and the percentile calculated using the first equation above.  Excel can calculate the normal distribution value using the Normsinv function.  The value for the 95th% is 1.645.  In their example, the value for the 99th% is 2.326 and for the 40th% it’s -0.258."]
[]
["Reporting Limits and Quantitation Limits"]
[]
["Based on permit template, 1/21/2020"]
[]
["In brief:"]
["The Quantitation Level (QL) is the lowest concentration that can be accurately measured. Also known as the Method Reporting Limit (MRL) or Limit of Quantitation (LOQ)"]
["The Detection Level (DL) is the lowest concentration at which we can know the parameter is present. Also known as the Method Detection Level (MDL) and Limit of Detection (LOD) "]
["When a result is between the DL and the QL, we know it is there, but we don't know how much is there. The \"real\" concentration could be anywhere between the DL and the QL."]
["Formally:"]
["Quantitation Limits (QLs) – The QL is the minimum level, concentration or quantity of a target analyte that can be reported with a specified degree of confidence. It is the lowest level at which the entire analytical system gives a recognizable signal and acceptable calibration for the analyte. It is normally equivalent to the concentration of the lowest calibration standard adjusted for sample weights, volumes, preparation and cleanup procedures employed. The QL as reported by a laboratory is also sometimes referred to as the Method Reporting Limit (MRL) or Limit of Quantitation (LOQ)"]
["Detection Level (DL) – The DL is defined as the minimum measured concentration of a substance that can be distinguished from method blank results with 99% confidence. The DL is derived using the procedure in 40 CFR part 136 Appendix B and evaluated for reasonableness relative to method blank concentrations to ensure results reported above the DL are not a result of routine background contamination. The DL is also known as the Method Detection Limit (MDL) or Limit of Detection (LOD)."]
["Example:","Result (ug/L)","QL (ug/L)","DL (ug/L)","Meaning"]
[null,10,5,1,"Present at 10 ug/L"]
[null,"ND",5,1,"Not detected. If present, it is at a concentration less than 1 ug/L."]
[null,"<4",5,1,"Present. Concentration is between 1 and 5 ug/L."]
[]
["Calculations with Analytic Limits"]
["Based on consensus between Erich Brandstetter, Rob Burkhart, and Steve Schnurbusch, 11/1/2019"]
[]
["In RPA calculations, analytic limits are treated as follows:"]
[]
["Calculation","Less than DL","Between DL and QL","Greater than QL"]
["All calculations except geometric mean",0,"DL. If no DL given, then QL","Observed value"]
["Geometric mean","1/2*DL. If no DL given, then 1/2*QL.","DL. If no DL given, then QL","Observed value"]
["If all values at a location are less than the DL, the geometric mean is assigned the value zero."]
["These recommendations will be adequate for the vast majority of reasonable potential analyses. However, there may be cases, particularly when the water quality criterion is close to the analytic limits (see discussion below), in which it is appropriate to use a different approach to the handling of values below the analytic limits. Such instances should be evaluated on a case-by-case basis by an experienced staff member, and are beyond the scope of this memo."]
[]
["This approach replaces values less than analytic limits with values that are not conservative. That is, this approach would be less likely to find reasonable potential, compared to other approaches. One reason for selecting a non-conservative approach here is that virtually all other aspects of the reasonable potential analysis are conservative. This includes:"]
["·        Toxicity values,"]
["·        Combining highest effluent flow with low ambient flow, and"]
["·        Using 95% cancer risk."]
[]
["Another reason for selecting this approach is that values less than the analytic limits are indicative of a large amount of uncertainty. For example, when a result is less than the detection limit, it is possible that the pollutant is not present at all. Also, when a result is between the DL and QL, there is no certainty as to where in that range the true value lies. So assigning any particular value is arbitrary. A finding of reasonable potential results in costs to the facility operator, perhaps in the millions of dollars. Therefore, when concluding that there is reasonable potential, we want to be confident that the conclusion is correct."]
[]
["Finally, this approach was selected because it only truly matters in rare cases in which the water quality criterion is close to the analytical limits. If the water quality criterion is much higher than the analytic limits, values below the QL are indicative of no reasonable potential, regardless of the approach used to address analytic limits. On the other hand, if the water quality criterion is much lower than the analytic limits, then any detection, even one between the DL and QL, will be indicative of reasonable potential. However, when the water quality criterion is close to the analytic limits (for example, slightly below the DL), then the approach to values less than the DL or QL may be enough to create a finding of “just barely” reasonable potential. For example, if the water quality criterion is 0.8 ug/L, the DL is 1.0, and values less than the DL are replaced by 1.0 instead of zero, this could result in a finding of reasonable potential when the pollutant is not even present. Thus (again, particularly considering that values in this range indicate uncertainty), it makes sense to select an approach that is not conservative."]
[]
["Finally, we decided to perform the calculations using Excel rather than “R” for the following reasons:"]
["·        Putting them in Excel provides transparency so that users of the RPA workbook can see the equations."]
["·        Using R requires specialized expertise; if we were to lose that expertise, then we would lose the ability to make changes to the equations."]
[]
["Hardness"]
["Use average hardness during the critical period for both effluent hardness and ambient hardness. Keep it simple. Decision made by Rob Burkhart, Steve Schnurbusch and Erich Brandstetter, 2/24/2020"]
["1)     Summary of policies for hardness statistics. "]
["a)      IMD: "]
["i)       Data entered should be reflective of the average effluent and ambient flow conditions being modeled. For example, a permit writer should calculate the average ambient hardness from data taken during the dry season, low flow condition or other appropriate seasonal condition based on the mixing zone study critical time period. (RPA IMD 3.1, 2/13/2012, p.44)"]
["b)     Aquatic Toxicity RP tab: "]
["i)       Enter Water Hardness. Ambient: 7Q10. Effluent: default of 25mg/l. Min/Max 25-400 mg/l CaCO3. For Tier 1 use 7q10 (ambient) and 25 mg/l (effluent). For Tier 2, permit writer may refine analysis with additional data. For example, might use 10th percentile for acute and monthly average critical period for chronic."]
["ii)      I think the intent here is to say to say: "]
["(1)   For ambient concentration, use data from the critical (that is, low flow) period."]
["(2)   If there is no effluent data, use a default of 25 mg/L"]
["(3)   If there is effluent data, use 10th percentile for acute criteria and average for chronic criteria (implied to use data from the critical period)"]
["(4)   Values should be in the range of 25 to 400 mg/L hardness of CaCO#"]
["c)      Human Health RP tab "]
["i)       Says (cell P12) that some criteria are hardness-dependent, but I don’t think any are, and I don’t see any equations nor a place to enter a hardness value."]
["d)     I couldn’t find anything specific regarding statistics for hardness in the TSD or the EPA Permit Writers Manual"]
["When to do DO analysis"]
["If receiving water is impaired for DO or if facility is requestiong a BOD mass load increase. Steve Schurbusch and Jeff Linzer, 3/5/2020 & 3/4/2020."]
["Emails with MS4 regarding QLs and methods"]
["MS4-QLs-Re correct EPA method and QL for total Hg.msg"]
[]
[]
[]
["Lab memos on QLs"]
[]
["2019-01-07"]
[]
[]
[]
["2019-02-07"]
[]
[]
[]
["Emails re: using geometric mean effluent concentration instead of maximum"]
[]
["Hardness: seasonality; calculation from Mg and Ca"]
[]
["While the PW should use average hardness within the critical period if it is available, it is acceptable to use an annual average for hardness if there is no data to be found within the critical period. However, if Chromium and Nickel values are high (above 100 ug/L, for acute criteria only) or if the call for RP is very close for acute Zinc and Lead (difference of less than 10 ug/L) the annual average may not be accurate enough and it is recommended to require monitoring during the critical period."]
[]
["It has been found that Hardness can vary significantly between the critical period and non-critical period. However, the differences are still small enough that the effect on the acute and chronic criteria for hardness-based metals is generally minimal (with the exception of acute Chromium and Nickel). It is recommended that the PW check for Ca+Mg data taken on the same day to be able to calculate hardness if able (if the Copper BLM suite was collected by the permittee, then this data should exist). Hardness can be calculated from Ca and Mg using the equation Hardness (mg/L) = 2.497 Ca (mg/L) + 4.1189 Mg (mg/L)"]
[]
["Saltwater: Only \"Organism Only\" criteria apply for HH"]
[]
["According to converstaions with Deb Sturdevant in Assessments, the \"Water + Organism\" human health criteria apply only where both fishing AND domestic water supply are designated uses. This is because the criteria are based on exposure through eating fish and drinking water. The \"Organism Only\" criteria only applies where fishing is a designated use but domestic water supply is not, such as marine and estuarine waters. "]
[]
["Mercury (Total) RP for HH Criteria"]
[]
["See Mercury IMD. RP is considered \"Yes\" for human health criterion if there are at least 4 samples for total mercury or total methaylmercury and 25% or more of samples are above QL."]
[]
["Federal Dissolved Acute Cadmium Criterion for Aquatic Life"]
[]
["According to the Assessments team, there is an acute, dissolved, hardness dependent, freshwater cadmium aquatic life criterion that was promulgated by EPA in 2017 (Federal rule here: https://www.federalregister.gov/documents/2017/02/03/2017-02283/aquatic-life-criteria-for-cadmium-in-oregon), . However, Table 30 has not yet changed because that requires a rulemaking (hope to be amended in the future). For now, we are including both the dissolved cadmium criteria on tab 5. Aquatic Toxicity RP as well as keeping the total recoverable acute cadmium criterion currently in Table 30."]
[]
["Arsenic terminology"]
[]
["In the DEQ RPA Workbook:"]
["Arsenic (total inorganic) means ONLY the total water concentration of inorganic arsenic III plus inorganic arsenic V."]
["Arsenic (dissolved inorganic) means the dissolved fraction of inorganic arsenic III plus dissolved fraction of inorganic arsenic V."]
["For Tier 1 monitoring, DEQ allows permit holders to monitor for arsenic (total recoverable) as a surrogate for arsenic (inorganic). From the RPA workbook, Parameter Information tab, cell I29. DEQ uses the phrase arsenic (total recoverable) to mean all forms, valences and states (dissolved and particulate) of arsenic"]
[]
["Compare this to the state water quality criteria in Tables 30 and 40:"]
["“Total inorganic arsenic” means inorganic arsenic III plus inorganic arsenic V, whether it is the dissolved fraction or the total."]
["The aquatic life criteria are for the dissolved fraction of total inorganic arsenic."]
["The human health criteria are for the total (that is, dissolved fraction plus particulate fraction) of the total inorganic arsenic."]
[]
["Still confused? Try this handy table:"]
[]
[]
[]
[]
[]
[]
[]
[]
[]
[]
[]
[]
[]
[]
[]
[]
[]
[]
[]
[]
[]
[]
[]
["Pollutants with WQ criteria lower than recommended QL"]
["The RPA IMD specifies a different methodology for determining RP if the water quality criteria fall \"far below\" the recommended QL. To standardize this for the Workbook, \"far below\" is defined as one order of magnitude lower than the QL (i.e. the QL/10). The workbook is set up to show \"RPA SME\" instead of \"Yes\" for Reasonable Potential at the edge of ZID and RMZ if the WQ criteria falls below 1 order of magnitude lower than the recommneded QL. The RPA SME will then make a determination if there is reasonable potential. (added by A. Britson)"]
[]
["Pentachlorophenol"]
["Freshwater pentachlorophenol aquatic life criteria are pH dependent. A the pH goes down, the criteria becomes more stringent. The aquatic life pentachlorophenol criteria ar far less stringent than the human health criteria. In order for the aquatic life criteria to be as stringent as the human health criteria the ambient pH would need to be in the range of 4 S.U.. As these ambient pHs are highly unlikely, a default of 6.0 (the lower secondary standard treatment pH limit) will be used as a default pH in the WQ crit calculation for freshwater aquatic life pentachlorophenol."]
[]
["Human Heatlh Carcinogens: Geomean vs Arithmetic Mean"]
["The effluent concentrations for human health carcinogens was changed from the geomean to the arithmetic mean. While the geomean is understood to be a better indicator of the central tendency of a dataset. The majority of the human health carcinogen criteria are very low, which results in datasets with a large number of non-detects. Because Geomeans cannot be determined when any value is 0, we cannot substitute 0 for ND data. Substituting the DL, or even a fraction of the DL results in a determination of reasonable potential that may not be accurate. Therefore to resolve this issue, the arithmetic mean is being used instead."]